{"text_format":"1","workbook":"xlsx","n_sheets":8,"sheets":["MAIN ITEMS","VALVES","INSTRUMENTATION","E&I By NASH","E&I BY DELTA","SPARE PARTS_BACK ORDER","EXPLANATION ","Sheet2"],"not_rendered":{"charts":0,"images":1,"macros":0,"external_links":0,"defined_names":27,"comments":4,"pivot_tables":0},"unopened":[],"bounds":{"document_bytes":16777216,"sheet_cells":100000,"rows_first":2000,"rows_last":500,"rows_between":2000,"halvings":0,"cell_chars":16384,"cell_head_chars":4096},"cells_cut":0,"cells_raw":0,"read":"whole","date_system":"1900"}

{"sheet":"MAIN ITEMS","index":0,"n_rows":405,"n_cols":32,"rows_kept":405,"cut":false,"hidden":false,"merged":[[0,0,1,8],[2,0,2,1],[8,0,8,1],[10,0,10,1],[11,0,11,1],[4,6,6,10],[8,3,8,5],[10,3,10,5],[11,3,11,5]]}
["ORDER LIST MAIN ITEMS TOBOLSK 49433"]
[]
["CUSTOMER",null,"UOP TOBOLSK",null,null,null,null,"  DELIVERY DATE","2011-05-27",null,"START PRODUCTION DATE:",null,null,null,null,"2011-03-18"]
[]
[null,null,"NASH WORK ORDER : ",null,null,null,"ORDER LIST : MAIN ITEMS"]
[null,null,"NASH WORK ORDER : "]
[]
[]
["UNIT TYPE",null,"160V-S (Refrigeration Unit Regal)",null,null,null,null,"  REVISION",0,null,"START PRE-PIPING DATE:",null,null,null,null,"2024-10-15",null,null,null,null,null,null,null,null,null,null,null,null,null,"$"]
[null,null,null,null,null,null,null,null,null,null,"START ASSEMBLY DATE:",null,null,null,null,"2024-11-01"]
["CUSTOMER REF.",null,"PETRO ELECTRIC / Refrigeration Package",null,null,null,null,"  QUANTITY",2,null,"ORDER LIST LAST REVISION",null,null,null,"13:00:PM","2022-10-08"]
["DELTA REF.",null,null,null,null,null,null,"ENGINEERING TEAM",null,null,"PID LAST REVISION",null,"REV",null,"P&ID nr",4,null,null,null,null,null,null,null,null,"Don't touch!","Don't touch!","Don't touch!","Don't touch!","Don't touch!"]
["INDICE","TAG","ITEM","WO","QTY","SPARE","PART CODE","DESCRIPTION","VENDOR","QUOTATION","PO","LEAD TIME (W)","WEEKS SPARE","ORDER DATE REQUIRED","DEL DATE REQUIRED","DEL DATE","RECEIVED","CONTACT WITH SUPPLIER ","CONFIRMED WITH SUPPLIER","COMMENT","DATE OF SHIPMENT BY DELTA","PALLET N/ COLLI N° ","PF n°",null,"Delivery time if ordered today!","3 week time","Delay!","Today","Material in time"]
[1,null,"COMPRESSOR SKID",2,2,{"$f":"(D14-E14)","v":0},"Screw Compressor Unit P160V-S with Compressor","Compressor, Oil Pump, Compressor Coupling, Thermisiphon Oil Cooler, Oil separator, Lube oil Filter","ME","YES","ENER-MME-2024-100-002",24,{"$f":"IF(NOT(ISBLANK(K14)), \"ORDERED\", IF(ISBLANK(L14), \"???\", ($O14-$L14*7-TODAY())/7))","v":"ORDERED"},{"$f":"IF(NOT(ISBLANK(K14)), \"ORDERED\", IF(ISBLANK(L14), \"???\", ($O14-$L14*7)))","v":"ORDERED"},{"$f":"$P$10-14","v":"2024-10-18"},null,null,null,null,null,null,null,null,null,{"$f":"$P$10-L14*7","v":"2024-05-17"},{"$f":"AND(N14<(AB14+21),ISBLANK(K14))","v":false},{"$f":"AND(N14<AB14,ISBLANK(K14))","v":false},{"$f":"TODAY()","v":"2024-06-26"},{"$f":"IF((O14-P14)<0, TRUE, IF(ISBLANK(P14), \"BLANK\", FALSE))","v":"BLANK"}]
[1,null,null,null,null,null,null,null,null,"NO",null,null,"???",{"$f":"IF(NOT(ISBLANK(K15)), \"ORDERED\", IF(ISBLANK(L15), \"???\", ($O15-$L15*7)))","v":"???"},{"$f":"$P$10-14","v":"2024-10-18"},null,null,null,null,null,null,null,null,null,{"$f":"$P$10-L15*7","v":"2024-11-01"},{"$f":"AND(N15<(AB15+21),ISBLANK(K15))","v":false},{"$f":"AND(N15<AB15,ISBLANK(K15))","v":false},{"$f":"TODAY()","v":"2024-06-26"},{"$f":"IF((O15-P15)<0, TRUE, IF(ISBLANK(P15), \"BLANK\", FALSE))","v":"BLANK"}]
[2,null,"MAIN MOTOR",2,2,{"$f":"(D16-E16)","v":0},"120 KW- 400 V- • IP 55 50 Hz - EX-ec ",null,"HELMKE","YES",null,12,4.2857142857142856,"2024-07-26","2024-10-18",null,null,null,null,null,null,null,null,null,"2024-08-09",false,false,"2024-06-26","BLANK"]
[2,null," OIL PUMP MOTOR",2,2,0,"2.5 KW- 400 V- • IP 55 50 Hz - EX-ec ",null,"HELMKE","YES",null,12,4.2857142857142856,"2024-07-26","2024-10-18",null,null,null,null,null,null,null,null,null,"2024-08-09",false,false,"2024-06-26","BLANK"]
[2,null,null,null,null,0,null,null,null,"NO",null,null,"???","???","2024-10-18",null,null,null,null,null,null,null,null,null,"2024-11-01",false,false,"2024-06-26","BLANK"]
[3,null,"OIL HEATER",2,2,0,null,null,null,"NO",null,8,8.2857142857142865,"2024-08-23","2024-10-18",null,null,null,null,null,null,null,null,null,"2024-09-06",false,false,"2024-06-26","BLANK"]
[4,null,"CONDENSER AIR COOLED",null,null,null,null,null,null,"YES",null,32,-15.714285714285714,"2024-03-08","2024-10-18",null,null,null,null,null,null,null,null,null,"2024-03-22",true,true,"2024-06-26","BLANK"]
[4,null,null,null,null,null,null,null,null,"NO",null,null,"???","???","2024-10-18",null,null,null,null,null,null,null,null,null,"2024-11-01",false,false,"2024-06-26","BLANK"]
[null,null,null,null,null,null,null,null,null,"NO",null,null,"???","???","2024-10-18",null,null,null,null,null,null,null,null,null,"2024-11-01",false,false,"2024-06-26","BLANK"]
[null,null,null,null,null,null,null,null,null,"NO",null,null,"???","???","2024-10-18",null,null,null,null,null,null,null,null,null,"2024-11-01",false,false,"2024-06-26","BLANK"]
[4,null,null,null,null,null,null,null,null,"NO",null,null,"???","???","2024-10-18",null,null,null,null,null,null,null,null,null,"2024-11-01",false,false,"2024-06-26","BLANK"]
[7,null,"PIPE HEADER",2,null,{"$f":"(D25-E25)","v":2},"VES-SD1825-PR156-ASME","SUCTION KO DRUM (Included in Evaporator)","NASH","NO",null,null,"???","???","2024-10-18",null,null,null,null,null,null,null,null,null,"2024-11-01",false,false,"2024-06-26","BLANK"]
[7,null,null,null,null,null,null,null,null,"NO",null,null,"???","???","2024-10-18",null,null,null,null,null,null,null,null,null,"2024-11-01",false,false,"2024-06-26","BLANK",{"$f":"IF((P26-Q26)<0, TRUE, IF(ISBLANK(Q26), \"BLANK\", FALSE))","v":"BLANK"}]
[5,null,"CHILLER",1,1,{"$f":"(D27-E27)","v":0},null,null,null,"NO",null,20,-3.7142857142857144,"2024-05-31","2024-10-18",null,null,null,null,null,null,null,null,null,"2024-06-14",true,true,"2024-06-26","BLANK"]
[5,null,null,null,null,null,null,null,null,"NO",null,null,"???","???","2024-10-18",null,null,null,null,null,null,null,null,null,"2024-11-01",false,false,"2024-06-26","BLANK"]
[5,null,null,null,null,null,null,null,null,"NO",null,null,"???","???","2024-10-18",null,null,null,null,null,null,null,null,null,"2024-11-01",false,false,"2024-06-26","BLANK"]
[7,null,null,17,17,{"$f":"(D30-E30)","v":0},"FIL-400RA",null,null,"NO",null,null,"???","???","2024-10-18",null,null,null,null,null,null,null,null,null,"2024-11-01",false,false,"2024-06-26","BLANK"]
[6,null,"FILTER DRYER",1,1,{"$f":"D31-E31","v":0},null,null,null,"NO",null,20,-3.7142857142857144,"2024-05-31","2024-10-18",null,null,null,null,null,null,null,null,null,"2024-06-14",true,true,"2024-06-26","BLANK"]
[6,null,null,null,null,null,null,null,null,"NO",null,null,"???","???","2024-10-18",null,null,null,null,null,null,null,null,null,"2024-11-01",false,false,"2024-06-26","BLANK"]
[6,null,null,null,null,null,null,null,null,"NO",null,null,"???","???","2024-10-18",null,null,null,null,null,null,null,null,null,"2024-11-01",false,false,"2024-06-26","BLANK"]
[6,null,"Special adapter to have SG and connection for LS",null,null,null,null,null,null,"NO",null,null,"???","???","2024-10-18",null,null,null,null,null,null,null,null,null,"2024-11-01",false,false,"2024-06-26","BLANK"]
[6,null,"adaptor for oil heater",null,null,null,null,null,null,"NO",null,null,"???","???","2024-10-18",null,null,null,null,null,null,null,null,null,"2024-11-01",false,false,"2024-06-26","BLANK"]
[9,null,"SEAL LEAKAGE COLLECTING POT COMPRESSOR",1,null,1,null,null,null,"NO",null,null,"???","???","2024-10-18",null,null,null,null,null,null,null,null,null,"2024-11-01",false,false,"2024-06-26","BLANK"]
[9,null,"SEAL LEAKAGE COLLECTING POT OIL PUMP",2,null,2,null,null,null,"NO",null,null,"???","???","2024-10-18",null,null,null,null,null,null,null,null,null,"2024-11-01",false,false,"2024-06-26","BLANK"]
[7,null,"OPERATIONAL OIL ",null,null,0,null,null,null,"NO",null,12,4.2857142857142856,"2024-07-26","2024-10-18",null,null,null,null,null,null,null,null,null,"2024-08-09",false,false,"2024-06-26","BLANK"]
[7,null,"FLUSHING OIL ",null,null,0,null,null,null,"NO",null,12,4.2857142857142856,"2024-07-26","2024-10-18",null,null,null,null,null,null,null,null,null,"2024-08-09",false,false,"2024-06-26","BLANK"]
[8,null,"Assembly package",null,null,null,null,null,null,"NO",null,4,12.285714285714286,"2024-09-20","2024-10-18",null,null,null,null,null,null,null,null,null,"2024-10-04",false,false,"2024-06-26","BLANK"]
[10,null,"Insullation Collars",3,3,null,"MEC-LKL-ISOLPERFEKT-171-DN300","PIPE SUPP. FOR INS.CLAMP TYPE 171-DN300 (ø324mm)","NASH","NO",null,null,"???","???","2024-10-18",null,null,null,null,null,null,null,null,null,"2024-11-01",false,false,"2024-06-26","BLANK"]
[10,null,"Insullation Collars",3,3,null,"MEC-LKL-ISOLPERFEKT-170-DN300","TH. INSULATED PIPE CLAMP TYPE 170-DN300 (ø324mm)","NASH","NO",null,null,"???","???","2024-10-18",null,null,null,null,null,null,null,null,null,"2024-11-01",false,false,"2024-06-26","BLANK",null,null,{"$f":"IF((CODE(RIGHT(B57,1))>96),CONCATENATE(REPT(\"0\",6-LEN(B57)),B57),CONCATENATE(REPT(\"0\",5-LEN(B57)),B57))","v":{"$error":"#VALUE!"}}]
[12,null,"Insullation Collars",8,8,null,"MEC-LKL-ISOLPERFEKT-171-DN150","PIPE SUPP. FOR INS.CLAMP TYPE 171-DN150 (ø168mm)","NASH","NO",null,null,"???","???","2024-10-18",null,null,null,null,null,null,null,null,null,"2024-11-01",false,false,"2024-06-26","BLANK",null,null,{"$error":"#VALUE!"}]
[12,null,"Insullation Collars",8,8,null,"MEC-LKL-ISOLPERFEKT-170-DN150","TH. INSULATED PIPE CLAMP TYPE 170-DN150 (ø168mm)","NASH","NO",null,null,"???","???","2024-10-18",null,null,null,null,null,null,null,null,null,"2024-11-01",false,false,"2024-06-26","BLANK",null,null,{"$error":"#VALUE!"}]
[12,null,"Insullation Collars",4,4,null,"MEC-LKL-ISOLPERFEKT-171-DN100","PIPE SUPP. FOR INS.CLAMP TYPE 171-DN100 (ø114mm)","NASH","NO",null,null,"???","???","2024-10-18",null,null,null,null,null,null,null,null,null,"2024-11-01",false,false,"2024-06-26","BLANK",null,null,{"$f":"IF((CODE(RIGHT(B61,1))>96),CONCATENATE(REPT(\"0\",6-LEN(B61)),B61),CONCATENATE(REPT(\"0\",5-LEN(B61)),B61))","v":{"$error":"#VALUE!"}}]
[12,null,"Insullation Collars",4,4,null,"MEC-LKL-ISOLPERFEKT-170-DN100","TH. INSULATED PIPE CLAMP TYPE 170-DN100 (ø114mm)","NASH","NO",null,null,"???","???","2024-10-18",null,null,null,null,null,null,null,null,null,"2024-11-01",false,false,"2024-06-26","BLANK",null,null,{"$error":"#VALUE!"}]
[12,null,"Insullation Collars",1,1,null,"006001-1-KR-PD-0050","Isolperfekt Type 175 DN50 (OD60.3)","NASH","NO",null,null,"???","???","2024-10-18",null,null,null,null,null,null,null,null,null,"2024-11-01",false,false,"2024-06-26","BLANK",null,null,{"$error":"#VALUE!"}]
[null,null,null,null,null,null,null,null,null,"NO",null,null,"???","???","2024-10-18",null,null,null,null,null,null,null,null,null,"2024-11-01",false,false,"2024-06-26","BLANK",null,null,{"$error":"#VALUE!"}]
[11,null,"TUBING-Material-PR180",null,null,null,null,"TUBING-Material-PR180","FITOK","YES",null,null,{"$f":"IF(NOT(ISBLANK(K49)), \"ORDERED\", IF(ISBLANK(L49), \"???\", ($O49-$L49*7-TODAY())/7))","v":"???"},"???","2024-10-18",null,null,null,null,null,null,null,null,null,"2024-11-01",false,false,"2024-06-26","BLANK",null,null,{"$error":"#VALUE!"}]
[11,null,"TUBING WORKS FOR SO PR180",null,null,null,null,"TUBING WORKS FOR SO PR180","NASH","YES",null,null,"???",{"$f":"IF(NOT(ISBLANK(K50)), \"ORDERED\", IF(ISBLANK(L50), \"???\", ($O50-$L50*7)))","v":"???"},{"$f":"$P$10-14","v":"2024-10-18"},null,null,null,null,null,null,null,null,null,{"$f":"$P$10-L50*7","v":"2024-11-01"},{"$f":"AND(N50<(AB50+21),ISBLANK(K50))","v":false},{"$f":"AND(N50<AB50,ISBLANK(K50))","v":false},{"$f":"TODAY()","v":"2024-06-26"},{"$f":"IF((O50-P50)<0, TRUE, IF(ISBLANK(P50), \"BLANK\", FALSE))","v":"BLANK"},null,null,{"$error":"#VALUE!"}]
[9,null,"NAMEPLATE FOR ALL ITEMS",null,null,null,null,null,null,"NO",null,null,"???","???","2024-10-18",null,null,null,null,null,null,null,null,null,"2024-11-01",false,false,"2024-06-26","BLANK",null,null,{"$error":"#VALUE!"}]
[10,null,"STICKERS",null,null,null,null,null,null,"NO",null,null,"???","???","2024-10-18",null,null,null,null,null,null,null,null,null,"2024-11-01",false,false,"2024-06-26","BLANK"]
[15,null,null,2,null,null,"MYK Gasket DN40 - V/UD Comp (OD67xID53x2Thk)",null,"NASH/MME","NO",null,null,"???","???","2024-10-18",null,null,null,null,null,null,null,null,null,"2024-11-01",false,false,"2024-06-26","BLANK",null,null,{"$f":"IF((CODE(RIGHT(B68,1))>96),CONCATENATE(REPT(\"0\",6-LEN(B68)),B68),CONCATENATE(REPT(\"0\",5-LEN(B68)),B68))","v":{"$error":"#VALUE!"}}]
[null,null,null,2,null,null,"MYK Gasket DN25 - V/UD Comp (OD51xID37x2Thk)",null,"NASH/MME","NO",null,null,"???","???","2024-10-18",null,null,null,null,null,null,null,null,null,"2024-11-01",false,false,"2024-06-26","BLANK",null,null,{"$error":"#VALUE!"}]
[null,null,null,2,null,null,"MYK Gasket DN350 - 320LUD Comp (OD420xID350x1.5Thk)",null,"NASH/MME","NO",null,null,"???","???","2024-10-18",null,null,null,null,null,null,null,null,null,"2024-11-01",false,false,"2024-06-26","BLANK",null,null,{"$error":"#VALUE!"}]
[null,null,null,2,null,null,"MYK Suction gasket DN200 - 320LUD Comp (OD233xID186x3Thk)",null,"NASH/MME","NO",null,null,"???","???","2024-10-18",null,null,null,null,null,null,null,null,null,"2024-11-01",false,false,"2024-06-26","BLANK",null,null,{"$error":"#VALUE!"}]
[null,null,null,2,null,null,"Oil pump gasket M100P (I) (OD203xID141x2Thk)",null,"NASH/MME","NO",null,null,"???","???","2024-10-18",null,null,null,null,null,null,null,null,null,"2024-11-01",false,false,"2024-06-26","BLANK",null,null,{"$error":"#VALUE!"}]
[null,null,null,2,null,null,"Oil pump gasket M80P (I+O) - M100P (O) (OD165xID115x2Thk)",null,"NASH/MME","NO",null,null,"???","???","2024-10-18",null,null,null,null,null,null,null,null,null,"2024-11-01",false,false,"2024-06-26","BLANK",null,null,{"$error":"#VALUE!"}]
[null,null,null,2,null,null,"MYK Gasket DN80 - V/UD Comp (OD118xID90x2Thk)",null,"NASH/MME","NO",null,null,"???","???","2024-10-18",null,null,null,null,null,null,null,null,null,"2024-11-01",false,false,"2024-06-26","BLANK",null,null,{"$error":"#VALUE!"}]
[11,null,"VIBRATION SENSOR ADAPTOR",1,null,null,null,null,null,"NO",null,null,"???","???","2024-10-18",null,null,null,null,null,null,null,null,null,"2024-11-01",false,false,"2024-06-26","BLANK"]
[12,null,"VACUUM PUMP (REFRIGERANT CHARGING DEVICE)",1,null,null,null,null,null,"NO",null,null,"???","???","2024-10-18",null,null,null,null,null,null,null,null,null,"2024-11-01",false,false,"2024-06-26","BLANK"]
[null,null,null,null,null,null,null,null,null,null,null,null,null,null,null,null,null,null,null,null,null,null,null,null,null,null,null,null,null,null,null,{"$f":"IF((CODE(RIGHT(B76,1))>96),CONCATENATE(REPT(\"0\",6-LEN(B76)),B76),CONCATENATE(REPT(\"0\",5-LEN(B76)),B76))","v":{"$error":"#VALUE!"}}]
[null,null,null,null,null,null,null,null,null,null,null,null,null,null,null,null,null,null,null,null,null,null,null,null,null,null,null,null,null,null,null,{"$error":"#VALUE!"}]
[null,null,null,null,null,null,null,null,null,null,null,null,null,null,null,null,null,null,null,null,null,null,null,null,null,null,null,null,null,null,null,{"$error":"#VALUE!"}]
[null,null,null,null,null,null,null,null,null,null,null,null,null,null,null,null,null,null,null,null,null,null,null,null,null,null,null,null,null,null,null,{"$error":"#VALUE!"}]
[null,null,null,null,null,null,null,null,null,null,null,null,null,null,null,null,null,null,null,null,null,null,null,null,null,null,null,null,null,null,null,{"$error":"#VALUE!"}]
[null,null,null,null,null,null,null,null,null,null,null,null,null,null,null,null,null,null,null,null,null,null,null,null,null,null,null,null,null,null,null,{"$error":"#VALUE!"}]
[null,null,null,null,null,null,null,null,null,null,null,null,null,null,null,null,null,null,null,null,null,null,null,null,null,null,null,null,null,null,null,{"$error":"#VALUE!"}]
[null,null,null,null,null,null,null,null,null,null,null,null,null,null,null,null,null,null,null,null,null,null,null,null,null,null,null,null,null,null,null,{"$error":"#VALUE!"}]
[null,null,null,null,null,null,null,null,null,null,null,null,null,null,null,null,null,null,null,null,null,null,null,null,null,null,null,null,null,null,null,{"$error":"#VALUE!"}]
[null,null,null,null,null,null,null,null,null,null,null,null,null,null,null,null,null,null,null,null,null,null,null,null,null,null,null,null,null,null,null,{"$error":"#VALUE!"}]
[null,null,null,null,null,null,null,null,null,null,null,null,null,null,null,null,null,null,null,null,null,null,null,null,null,null,null,null,null,null,null,{"$error":"#VALUE!"}]
[null,null,null,null,null,null,null,null,null,null,null,null,null,null,null,null,null,null,null,null,null,null,null,null,null,null,null,null,null,null,null,{"$error":"#VALUE!"}]
[null,null,null,null,null,null,null,null,null,null,null,null,null,null,null,null,null,null,null,null,null,null,null,null,null,null,null,null,null,null,null,{"$error":"#VALUE!"}]
[null,null,null,null,null,null,null,null,null,null,null,null,null,null,null,null,null,null,null,null,null,null,null,null,null,null,null,null,null,null,null,{"$error":"#VALUE!"}]
[null,null,null,null,null,null,null,null,null,null,null,null,null,null,null,null,null,null,null,null,null,null,null,null,null,null,null,null,null,null,null,{"$error":"#VALUE!"}]
[null,null,null,null,null,null,null,null,null,null,null,null,null,null,null,null,null,null,null,null,null,null,null,null,null,null,null,null,null,null,null,{"$error":"#VALUE!"}]
[null,null,null,null,null,null,null,null,null,null,null,null,null,null,null,null,null,null,null,null,null,null,null,null,null,null,null,null,null,null,null,{"$error":"#VALUE!"}]
[null,null,null,null,null,null,null,null,null,null,null,null,null,null,null,null,null,null,null,null,null,null,null,null,null,null,null,null,null,null,null,{"$error":"#VALUE!"}]
[null,null,null,null,null,null,null,null,null,null,null,null,null,null,null,null,null,null,null,null,null,null,null,null,null,null,null,null,null,null,null,{"$error":"#VALUE!"}]
[null,null,null,null,null,null,null,null,null,null,null,null,null,null,null,null,null,null,null,null,null,null,null,null,null,null,null,null,null,null,null,{"$error":"#VALUE!"}]
[null,null,null,null,null,null,null,null,null,null,null,null,null,null,null,null,null,null,null,null,null,null,null,null,null,null,null,null,null,null,null,{"$error":"#VALUE!"}]
[null,null,null,null,null,null,null,null,null,null,null,null,null,null,null,null,null,null,null,null,null,null,null,null,null,null,null,null,null,null,null,{"$error":"#VALUE!"}]
[null,null,null,null,null,null,null,null,null,null,null,null,null,null,null,null,null,null,null,null,null,null,null,null,null,null,null,null,null,null,null,{"$error":"#VALUE!"}]
[null,null,null,null,null,null,null,null,null,null,null,null,null,null,null,null,null,null,null,null,null,null,null,null,null,null,null,null,null,null,null,{"$error":"#VALUE!"}]
[null,null,null,null,null,null,null,null,null,null,null,null,null,null,null,null,null,null,null,null,null,null,null,null,null,null,null,null,null,null,null,{"$error":"#VALUE!"}]
[null,null,null,null,null,null,null,null,null,null,null,null,null,null,null,null,null,null,null,null,null,null,null,null,null,null,null,null,null,null,null,{"$error":"#VALUE!"}]
[null,null,null,null,null,null,null,null,null,null,null,null,null,null,null,null,null,null,null,null,null,null,null,null,null,null,null,null,null,null,null,{"$error":"#VALUE!"}]
[null,null,null,null,null,null,null,null,null,null,null,null,null,null,null,null,null,null,null,null,null,null,null,null,null,null,null,null,null,null,null,{"$error":"#VALUE!"}]
[null,null,null,null,null,null,null,null,null,null,null,null,null,null,null,null,null,null,null,null,null,null,null,null,null,null,null,null,null,null,null,{"$error":"#VALUE!"}]
[null,null,null,null,null,null,null,null,null,null,null,null,null,null,null,null,null,null,null,null,null,null,null,null,null,null,null,null,null,null,null,{"$error":"#VALUE!"}]
[null,null,null,null,null,null,null,null,null,null,null,null,null,null,null,null,null,null,null,null,null,null,null,null,null,null,null,null,null,null,null,{"$error":"#VALUE!"}]
[null,null,null,null,null,null,null,null,null,null,null,null,null,null,null,null,null,null,null,null,null,null,null,null,null,null,null,null,null,null,null,{"$error":"#VALUE!"}]
[null,null,null,null,null,null,null,null,null,null,null,null,null,null,null,null,null,null,null,null,null,null,null,null,null,null,null,null,null,null,null,{"$error":"#VALUE!"}]
[null,null,null,null,null,null,null,null,null,null,null,null,null,null,null,null,null,null,null,null,null,null,null,null,null,null,null,null,null,null,null,{"$error":"#VALUE!"}]
[null,null,null,null,null,null,null,null,null,null,null,null,null,null,null,null,null,null,null,null,null,null,null,null,null,null,null,null,null,null,null,{"$error":"#VALUE!"}]
[null,null,null,null,null,null,null,null,null,null,null,null,null,null,null,null,null,null,null,null,null,null,null,null,null,null,null,null,null,null,null,{"$error":"#VALUE!"}]
[null,null,null,null,null,null,null,null,null,null,null,null,null,null,null,null,null,null,null,null,null,null,null,null,null,null,null,null,null,null,null,{"$error":"#VALUE!"}]
[null,null,null,null,null,null,null,null,null,null,null,null,null,null,null,null,null,null,null,null,null,null,null,null,null,null,null,null,null,null,null,{"$error":"#VALUE!"}]
[null,null,null,null,null,null,null,null,null,null,null,null,null,null,null,null,null,null,null,null,null,null,null,null,null,null,null,null,null,null,null,{"$error":"#VALUE!"}]
[null,null,null,null,null,null,null,null,null,null,null,null,null,null,null,null,null,null,null,null,null,null,null,null,null,null,null,null,null,null,null,{"$error":"#VALUE!"}]
[null,null,null,null,null,null,null,null,null,null,null,null,null,null,null,null,null,null,null,null,null,null,null,null,null,null,null,null,null,null,null,{"$error":"#VALUE!"}]
[null,null,null,null,null,null,null,null,null,null,null,null,null,null,null,null,null,null,null,null,null,null,null,null,null,null,null,null,null,null,null,{"$error":"#VALUE!"}]
[null,null,null,null,null,null,null,null,null,null,null,null,null,null,null,null,null,null,null,null,null,null,null,null,null,null,null,null,null,null,null,{"$error":"#VALUE!"}]
[null,null,null,null,null,null,null,null,null,null,null,null,null,null,null,null,null,null,null,null,null,null,null,null,null,null,null,null,null,null,null,{"$f":"IF((CODE(RIGHT(B119,1))>96),CONCATENATE(REPT(\"0\",6-LEN(B119)),B119),CONCATENATE(REPT(\"0\",5-LEN(B119)),B119))","v":{"$error":"#VALUE!"}}]
[null,null,null,null,null,null,null,null,null,null,null,null,null,null,null,null,null,null,null,null,null,null,null,null,null,null,null,null,null,null,null,{"$error":"#VALUE!"}]
[null,null,null,null,null,null,null,null,null,null,null,null,null,null,null,null,null,null,null,null,null,null,null,null,null,null,null,null,null,null,null,{"$error":"#VALUE!"}]
[null,null,null,null,null,null,null,null,null,null,null,null,null,null,null,null,null,null,null,null,null,null,null,null,null,null,null,null,null,null,null,{"$error":"#VALUE!"}]
[null,null,null,null,null,null,null,null,null,null,null,null,null,null,null,null,null,null,null,null,null,null,null,null,null,null,null,null,null,null,null,{"$error":"#VALUE!"}]
[null,null,null,null,null,null,null,null,null,null,null,null,null,null,null,null,null,null,null,null,null,null,null,null,null,null,null,null,null,null,null,{"$error":"#VALUE!"}]
[null,null,null,null,null,null,null,null,null,null,null,null,null,null,null,null,null,null,null,null,null,null,null,null,null,null,null,null,null,null,null,{"$error":"#VALUE!"}]
[null,null,null,null,null,null,null,null,null,null,null,null,null,null,null,null,null,null,null,null,null,null,null,null,null,null,null,null,null,null,null,{"$error":"#VALUE!"}]
[null,null,null,null,null,null,null,null,null,null,null,null,null,null,null,null,null,null,null,null,null,null,null,null,null,null,null,null,null,null,null,{"$error":"#VALUE!"}]
[null,null,null,null,null,null,null,null,null,null,null,null,null,null,null,null,null,null,null,null,null,null,null,null,null,null,null,null,null,null,null,{"$error":"#VALUE!"}]
[null,null,null,null,null,null,null,null,null,null,null,null,null,null,null,null,null,null,null,null,null,null,null,null,null,null,null,null,null,null,null,{"$error":"#VALUE!"}]
[null,null,null,null,null,null,null,null,null,null,null,null,null,null,null,null,null,null,null,null,null,null,null,null,null,null,null,null,null,null,null,{"$error":"#VALUE!"}]
[null,null,null,null,null,null,null,null,null,null,null,null,null,null,null,null,null,null,null,null,null,null,null,null,null,null,null,null,null,null,null,{"$error":"#VALUE!"}]
[null,null,null,null,null,null,null,null,null,null,null,null,null,null,null,null,null,null,null,null,null,null,null,null,null,null,null,null,null,null,null,{"$error":"#VALUE!"}]
[null,null,null,null,null,null,null,null,null,null,null,null,null,null,null,null,null,null,null,null,null,null,null,null,null,null,null,null,null,null,null,{"$error":"#VALUE!"}]
[null,null,null,null,null,null,null,null,null,null,null,null,null,null,null,null,null,null,null,null,null,null,null,null,null,null,null,null,null,null,null,{"$error":"#VALUE!"}]
[null,null,null,null,null,null,null,null,null,null,null,null,null,null,null,null,null,null,null,null,null,null,null,null,null,null,null,null,null,null,null,{"$error":"#VALUE!"}]
[null,null,null,null,null,null,null,null,null,null,null,null,null,null,null,null,null,null,null,null,null,null,null,null,null,null,null,null,null,null,null,{"$error":"#VALUE!"}]
[null,null,null,null,null,null,null,null,null,null,null,null,null,null,null,null,null,null,null,null,null,null,null,null,null,null,null,null,null,null,null,{"$error":"#VALUE!"}]
[null,null,null,null,null,null,null,null,null,null,null,null,null,null,null,null,null,null,null,null,null,null,null,null,null,null,null,null,null,null,null,{"$error":"#VALUE!"}]
[null,null,null,null,null,null,null,null,null,null,null,null,null,null,null,null,null,null,null,null,null,null,null,null,null,null,null,null,null,null,null,{"$error":"#VALUE!"}]
[null,null,null,null,null,null,null,null,null,null,null,null,null,null,null,null,null,null,null,null,null,null,null,null,null,null,null,null,null,null,null,{"$error":"#VALUE!"}]
[null,null,null,null,null,null,null,null,null,null,null,null,null,null,null,null,null,null,null,null,null,null,null,null,null,null,null,null,null,null,null,{"$error":"#VALUE!"}]
[null,null,null,null,null,null,null,null,null,null,null,null,null,null,null,null,null,null,null,null,null,null,null,null,null,null,null,null,null,null,null,{"$error":"#VALUE!"}]
[null,null,null,null,null,null,null,null,null,null,null,null,null,null,null,null,null,null,null,null,null,null,null,null,null,null,null,null,null,null,null,{"$error":"#VALUE!"}]
[null,null,null,null,null,null,null,null,null,null,null,null,null,null,null,null,null,null,null,null,null,null,null,null,null,null,null,null,null,null,null,{"$error":"#VALUE!"}]
[null,null,null,null,null,null,null,null,null,null,null,null,null,null,null,null,null,null,null,null,null,null,null,null,null,null,null,null,null,null,null,{"$error":"#VALUE!"}]
[null,null,null,null,null,null,null,null,null,null,null,null,null,null,null,null,null,null,null,null,null,null,null,null,null,null,null,null,null,null,null,{"$error":"#VALUE!"}]
[null,null,null,null,null,null,null,null,null,null,null,null,null,null,null,null,null,null,null,null,null,null,null,null,null,null,null,null,null,null,null,{"$error":"#VALUE!"}]
[null,null,null,null,null,null,null,null,null,null,null,null,null,null,null,null,null,null,null,null,null,null,null,null,null,null,null,null,null,null,null,{"$error":"#VALUE!"}]
[null,null,null,null,null,null,null,null,null,null,null,null,null,null,null,null,null,null,null,null,null,null,null,null,null,null,null,null,null,null,null,{"$error":"#VALUE!"}]
[null,null,null,null,null,null,null,null,null,null,null,null,null,null,null,null,null,null,null,null,null,null,null,null,null,null,null,null,null,null,null,{"$error":"#VALUE!"}]
[null,null,null,null,null,null,null,null,null,null,null,null,null,null,null,null,null,null,null,null,null,null,null,null,null,null,null,null,null,null,null,{"$error":"#VALUE!"}]
[null,null,null,null,null,null,null,null,null,null,null,null,null,null,null,null,null,null,null,null,null,null,null,null,null,null,null,null,null,null,null,{"$error":"#VALUE!"}]
[null,null,null,null,null,null,null,null,null,null,null,null,null,null,null,null,null,null,null,null,null,null,null,null,null,null,null,null,null,null,null,{"$error":"#VALUE!"}]
[null,null,null,null,null,null,null,null,null,null,null,null,null,null,null,null,null,null,null,null,null,null,null,null,null,null,null,null,null,null,null,{"$error":"#VALUE!"}]
[null,null,null,null,null,null,null,null,null,null,null,null,null,null,null,null,null,null,null,null,null,null,null,null,null,null,null,null,null,null,null,{"$error":"#VALUE!"}]
[null,null,null,null,null,null,null,null,null,null,null,null,null,null,null,null,null,null,null,null,null,null,null,null,null,null,null,null,null,null,null,{"$error":"#VALUE!"}]
[null,null,null,null,null,null,null,null,null,null,null,null,null,null,null,null,null,null,null,null,null,null,null,null,null,null,null,null,null,null,null,{"$error":"#VALUE!"}]
[null,null,null,null,null,null,null,null,null,null,null,null,null,null,null,null,null,null,null,null,null,null,null,null,null,null,null,null,null,null,null,{"$error":"#VALUE!"}]
[null,null,null,null,null,null,null,null,null,null,null,null,null,null,null,null,null,null,null,null,null,null,null,null,null,null,null,null,null,null,null,{"$error":"#VALUE!"}]
[null,null,null,null,null,null,null,null,null,null,null,null,null,null,null,null,null,null,null,null,null,null,null,null,null,null,null,null,null,null,null,{"$error":"#VALUE!"}]
[null,null,null,null,null,null,null,null,null,null,null,null,null,null,null,null,null,null,null,null,null,null,null,null,null,null,null,null,null,null,null,{"$error":"#VALUE!"}]
[null,null,null,null,null,null,null,null,null,null,null,null,null,null,null,null,null,null,null,null,null,null,null,null,null,null,null,null,null,null,null,{"$error":"#VALUE!"}]
[null,null,null,null,null,null,null,null,null,null,null,null,null,null,null,null,null,null,null,null,null,null,null,null,null,null,null,null,null,null,null,{"$error":"#VALUE!"}]
[null,null,null,null,null,null,null,null,null,null,null,null,null,null,null,null,null,null,null,null,null,null,null,null,null,null,null,null,null,null,null,{"$error":"#VALUE!"}]
[null,null,null,null,null,null,null,null,null,null,null,null,null,null,null,null,null,null,null,null,null,null,null,null,null,null,null,null,null,null,null,{"$error":"#VALUE!"}]
[null,null,null,null,null,null,null,null,null,null,null,null,null,null,null,null,null,null,null,null,null,null,null,null,null,null,null,null,null,null,null,{"$error":"#VALUE!"}]
[null,null,null,null,null,null,null,null,null,null,null,null,null,null,null,null,null,null,null,null,null,null,null,null,null,null,null,null,null,null,null,{"$error":"#VALUE!"}]
[null,null,null,null,null,null,null,null,null,null,null,null,null,null,null,null,null,null,null,null,null,null,null,null,null,null,null,null,null,null,null,{"$error":"#VALUE!"}]
[null,null,null,null,null,null,null,null,null,null,null,null,null,null,null,null,null,null,null,null,null,null,null,null,null,null,null,null,null,null,null,{"$error":"#VALUE!"}]
[null,null,null,null,null,null,null,null,null,null,null,null,null,null,null,null,null,null,null,null,null,null,null,null,null,null,null,null,null,null,null,{"$error":"#VALUE!"}]
[null,null,null,null,null,null,null,null,null,null,null,null,null,null,null,null,null,null,null,null,null,null,null,null,null,null,null,null,null,null,null,{"$error":"#VALUE!"}]
[null,null,null,null,null,null,null,null,null,null,null,null,null,null,null,null,null,null,null,null,null,null,null,null,null,null,null,null,null,null,null,{"$error":"#VALUE!"}]
[null,null,null,null,null,null,null,null,null,null,null,null,null,null,null,null,null,null,null,null,null,null,null,null,null,null,null,null,null,null,null,{"$error":"#VALUE!"}]
[null,null,null,null,null,null,null,null,null,null,null,null,null,null,null,null,null,null,null,null,null,null,null,null,null,null,null,null,null,null,null,{"$error":"#VALUE!"}]
[null,null,null,null,null,null,null,null,null,null,null,null,null,null,null,null,null,null,null,null,null,null,null,null,null,null,null,null,null,null,null,{"$error":"#VALUE!"}]
[null,null,null,null,null,null,null,null,null,null,null,null,null,null,null,null,null,null,null,null,null,null,null,null,null,null,null,null,null,null,null,{"$error":"#VALUE!"}]
[null,null,null,null,null,null,null,null,null,null,null,null,null,null,null,null,null,null,null,null,null,null,null,null,null,null,null,null,null,null,null,{"$error":"#VALUE!"}]
[null,null,null,null,null,null,null,null,null,null,null,null,null,null,null,null,null,null,null,null,null,null,null,null,null,null,null,null,null,null,null,{"$error":"#VALUE!"}]
[null,null,null,null,null,null,null,null,null,null,null,null,null,null,null,null,null,null,null,null,null,null,null,null,null,null,null,null,null,null,null,{"$error":"#VALUE!"}]
[null,null,null,null,null,null,null,null,null,null,null,null,null,null,null,null,null,null,null,null,null,null,null,null,null,null,null,null,null,null,null,{"$error":"#VALUE!"}]
[null,null,null,null,null,null,null,null,null,null,null,null,null,null,null,null,null,null,null,null,null,null,null,null,null,null,null,null,null,null,null,{"$error":"#VALUE!"}]
[null,null,null,null,null,null,null,null,null,null,null,null,null,null,null,null,null,null,null,null,null,null,null,null,null,null,null,null,null,null,null,{"$error":"#VALUE!"}]
[null,null,null,null,null,null,null,null,null,null,null,null,null,null,null,null,null,null,null,null,null,null,null,null,null,null,null,null,null,null,null,{"$f":"IF((CODE(RIGHT(B183,1))>96),CONCATENATE(REPT(\"0\",6-LEN(B183)),B183),CONCATENATE(REPT(\"0\",5-LEN(B183)),B183))","v":{"$error":"#VALUE!"}}]
[null,null,null,null,null,null,null,null,null,null,null,null,null,null,null,null,null,null,null,null,null,null,null,null,null,null,null,null,null,null,null,{"$error":"#VALUE!"}]
[null,null,null,null,null,null,null,null,null,null,null,null,null,null,null,null,null,null,null,null,null,null,null,null,null,null,null,null,null,null,null,{"$error":"#VALUE!"}]
[null,null,null,null,null,null,null,null,null,null,null,null,null,null,null,null,null,null,null,null,null,null,null,null,null,null,null,null,null,null,null,{"$error":"#VALUE!"}]
[null,null,null,null,null,null,null,null,null,null,null,null,null,null,null,null,null,null,null,null,null,null,null,null,null,null,null,null,null,null,null,{"$error":"#VALUE!"}]
[null,null,null,null,null,null,null,null,null,null,null,null,null,null,null,null,null,null,null,null,null,null,null,null,null,null,null,null,null,null,null,{"$error":"#VALUE!"}]
[null,null,null,null,null,null,null,null,null,null,null,null,null,null,null,null,null,null,null,null,null,null,null,null,null,null,null,null,null,null,null,{"$error":"#VALUE!"}]
[null,null,null,null,null,null,null,null,null,null,null,null,null,null,null,null,null,null,null,null,null,null,null,null,null,null,null,null,null,null,null,{"$error":"#VALUE!"}]
[null,null,null,null,null,null,null,null,null,null,null,null,null,null,null,null,null,null,null,null,null,null,null,null,null,null,null,null,null,null,null,{"$error":"#VALUE!"}]
[null,null,null,null,null,null,null,null,null,null,null,null,null,null,null,null,null,null,null,null,null,null,null,null,null,null,null,null,null,null,null,{"$error":"#VALUE!"}]
[null,null,null,null,null,null,null,null,null,null,null,null,null,null,null,null,null,null,null,null,null,null,null,null,null,null,null,null,null,null,null,{"$error":"#VALUE!"}]
[null,null,null,null,null,null,null,null,null,null,null,null,null,null,null,null,null,null,null,null,null,null,null,null,null,null,null,null,null,null,null,{"$error":"#VALUE!"}]
[null,null,null,null,null,null,null,null,null,null,null,null,null,null,null,null,null,null,null,null,null,null,null,null,null,null,null,null,null,null,null,{"$error":"#VALUE!"}]
[null,null,null,null,null,null,null,null,null,null,null,null,null,null,null,null,null,null,null,null,null,null,null,null,null,null,null,null,null,null,null,{"$error":"#VALUE!"}]
[null,null,null,null,null,null,null,null,null,null,null,null,null,null,null,null,null,null,null,null,null,null,null,null,null,null,null,null,null,null,null,{"$error":"#VALUE!"}]
[null,null,null,null,null,null,null,null,null,null,null,null,null,null,null,null,null,null,null,null,null,null,null,null,null,null,null,null,null,null,null,{"$error":"#VALUE!"}]
[null,null,null,null,null,null,null,null,null,null,null,null,null,null,null,null,null,null,null,null,null,null,null,null,null,null,null,null,null,null,null,{"$error":"#VALUE!"}]
[null,null,null,null,null,null,null,null,null,null,null,null,null,null,null,null,null,null,null,null,null,null,null,null,null,null,null,null,null,null,null,{"$error":"#VALUE!"}]
[null,null,null,null,null,null,null,null,null,null,null,null,null,null,null,null,null,null,null,null,null,null,null,null,null,null,null,null,null,null,null,{"$error":"#VALUE!"}]
[null,null,null,null,null,null,null,null,null,null,null,null,null,null,null,null,null,null,null,null,null,null,null,null,null,null,null,null,null,null,null,{"$error":"#VALUE!"}]
[null,null,null,null,null,null,null,null,null,null,null,null,null,null,null,null,null,null,null,null,null,null,null,null,null,null,null,null,null,null,null,{"$error":"#VALUE!"}]
[null,null,null,null,null,null,null,null,null,null,null,null,null,null,null,null,null,null,null,null,null,null,null,null,null,null,null,null,null,null,null,{"$error":"#VALUE!"}]
[null,null,null,null,null,null,null,null,null,null,null,null,null,null,null,null,null,null,null,null,null,null,null,null,null,null,null,null,null,null,null,{"$error":"#VALUE!"}]
[null,null,null,null,null,null,null,null,null,null,null,null,null,null,null,null,null,null,null,null,null,null,null,null,null,null,null,null,null,null,null,{"$error":"#VALUE!"}]
[null,null,null,null,null,null,null,null,null,null,null,null,null,null,null,null,null,null,null,null,null,null,null,null,null,null,null,null,null,null,null,{"$error":"#VALUE!"}]
[null,null,null,null,null,null,null,null,null,null,null,null,null,null,null,null,null,null,null,null,null,null,null,null,null,null,null,null,null,null,null,{"$error":"#VALUE!"}]
[null,null,null,null,null,null,null,null,null,null,null,null,null,null,null,null,null,null,null,null,null,null,null,null,null,null,null,null,null,null,null,{"$error":"#VALUE!"}]
[null,null,null,null,null,null,null,null,null,null,null,null,null,null,null,null,null,null,null,null,null,null,null,null,null,null,null,null,null,null,null,{"$error":"#VALUE!"}]
[null,null,null,null,null,null,null,null,null,null,null,null,null,null,null,null,null,null,null,null,null,null,null,null,null,null,null,null,null,null,null,{"$error":"#VALUE!"}]
[null,null,null,null,null,null,null,null,null,null,null,null,null,null,null,null,null,null,null,null,null,null,null,null,null,null,null,null,null,null,null,{"$error":"#VALUE!"}]
[null,null,null,null,null,null,null,null,null,null,null,null,null,null,null,null,null,null,null,null,null,null,null,null,null,null,null,null,null,null,null,{"$error":"#VALUE!"}]
[null,null,null,null,null,null,null,null,null,null,null,null,null,null,null,null,null,null,null,null,null,null,null,null,null,null,null,null,null,null,null,{"$error":"#VALUE!"}]
[null,null,null,null,null,null,null,null,null,null,null,null,null,null,null,null,null,null,null,null,null,null,null,null,null,null,null,null,null,null,null,{"$error":"#VALUE!"}]
[null,null,null,null,null,null,null,null,null,null,null,null,null,null,null,null,null,null,null,null,null,null,null,null,null,null,null,null,null,null,null,{"$error":"#VALUE!"}]
[null,null,null,null,null,null,null,null,null,null,null,null,null,null,null,null,null,null,null,null,null,null,null,null,null,null,null,null,null,null,null,{"$error":"#VALUE!"}]
[null,null,null,null,null,null,null,null,null,null,null,null,null,null,null,null,null,null,null,null,null,null,null,null,null,null,null,null,null,null,null,{"$error":"#VALUE!"}]
[null,null,null,null,null,null,null,null,null,null,null,null,null,null,null,null,null,null,null,null,null,null,null,null,null,null,null,null,null,null,null,{"$error":"#VALUE!"}]
[null,null,null,null,null,null,null,null,null,null,null,null,null,null,null,null,null,null,null,null,null,null,null,null,null,null,null,null,null,null,null,{"$error":"#VALUE!"}]
[null,null,null,null,null,null,null,null,null,null,null,null,null,null,null,null,null,null,null,null,null,null,null,null,null,null,null,null,null,null,null,{"$error":"#VALUE!"}]
[null,null,null,null,null,null,null,null,null,null,null,null,null,null,null,null,null,null,null,null,null,null,null,null,null,null,null,null,null,null,null,{"$error":"#VALUE!"}]
[null,null,null,null,null,null,null,null,null,null,null,null,null,null,null,null,null,null,null,null,null,null,null,null,null,null,null,null,null,null,null,{"$error":"#VALUE!"}]
[null,null,null,null,null,null,null,null,null,null,null,null,null,null,null,null,null,null,null,null,null,null,null,null,null,null,null,null,null,null,null,{"$error":"#VALUE!"}]
[null,null,null,null,null,null,null,null,null,null,null,null,null,null,null,null,null,null,null,null,null,null,null,null,null,null,null,null,null,null,null,{"$error":"#VALUE!"}]
[null,null,null,null,null,null,null,null,null,null,null,null,null,null,null,null,null,null,null,null,null,null,null,null,null,null,null,null,null,null,null,{"$error":"#VALUE!"}]
[null,null,null,null,null,null,null,null,null,null,null,null,null,null,null,null,null,null,null,null,null,null,null,null,null,null,null,null,null,null,null,{"$error":"#VALUE!"}]
[null,null,null,null,null,null,null,null,null,null,null,null,null,null,null,null,null,null,null,null,null,null,null,null,null,null,null,null,null,null,null,{"$error":"#VALUE!"}]
[null,null,null,null,null,null,null,null,null,null,null,null,null,null,null,null,null,null,null,null,null,null,null,null,null,null,null,null,null,null,null,{"$error":"#VALUE!"}]
[null,null,null,null,null,null,null,null,null,null,null,null,null,null,null,null,null,null,null,null,null,null,null,null,null,null,null,null,null,null,null,{"$error":"#VALUE!"}]
[null,null,null,null,null,null,null,null,null,null,null,null,null,null,null,null,null,null,null,null,null,null,null,null,null,null,null,null,null,null,null,{"$error":"#VALUE!"}]
[null,null,null,null,null,null,null,null,null,null,null,null,null,null,null,null,null,null,null,null,null,null,null,null,null,null,null,null,null,null,null,{"$error":"#VALUE!"}]
[null,null,null,null,null,null,null,null,null,null,null,null,null,null,null,null,null,null,null,null,null,null,null,null,null,null,null,null,null,null,null,{"$error":"#VALUE!"}]
[null,null,null,null,null,null,null,null,null,null,null,null,null,null,null,null,null,null,null,null,null,null,null,null,null,null,null,null,null,null,null,{"$error":"#VALUE!"}]
[null,null,null,null,null,null,null,null,null,null,null,null,null,null,null,null,null,null,null,null,null,null,null,null,null,null,null,null,null,null,null,{"$error":"#VALUE!"}]
[null,null,null,null,null,null,null,null,null,null,null,null,null,null,null,null,null,null,null,null,null,null,null,null,null,null,null,null,null,null,null,{"$error":"#VALUE!"}]
[null,null,null,null,null,null,null,null,null,null,null,null,null,null,null,null,null,null,null,null,null,null,null,null,null,null,null,null,null,null,null,{"$error":"#VALUE!"}]
[null,null,null,null,null,null,null,null,null,null,null,null,null,null,null,null,null,null,null,null,null,null,null,null,null,null,null,null,null,null,null,{"$error":"#VALUE!"}]
[null,null,null,null,null,null,null,null,null,null,null,null,null,null,null,null,null,null,null,null,null,null,null,null,null,null,null,null,null,null,null,{"$error":"#VALUE!"}]
[null,null,null,null,null,null,null,null,null,null,null,null,null,null,null,null,null,null,null,null,null,null,null,null,null,null,null,null,null,null,null,{"$error":"#VALUE!"}]
[null,null,null,null,null,null,null,null,null,null,null,null,null,null,null,null,null,null,null,null,null,null,null,null,null,null,null,null,null,null,null,{"$error":"#VALUE!"}]
[null,null,null,null,null,null,null,null,null,null,null,null,null,null,null,null,null,null,null,null,null,null,null,null,null,null,null,null,null,null,null,{"$error":"#VALUE!"}]
[null,null,null,null,null,null,null,null,null,null,null,null,null,null,null,null,null,null,null,null,null,null,null,null,null,null,null,null,null,null,null,{"$error":"#VALUE!"}]
[null,null,null,null,null,null,null,null,null,null,null,null,null,null,null,null,null,null,null,null,null,null,null,null,null,null,null,null,null,null,null,{"$error":"#VALUE!"}]
[null,null,null,null,null,null,null,null,null,null,null,null,null,null,null,null,null,null,null,null,null,null,null,null,null,null,null,null,null,null,null,{"$error":"#VALUE!"}]
[null,null,null,null,null,null,null,null,null,null,null,null,null,null,null,null,null,null,null,null,null,null,null,null,null,null,null,null,null,null,null,{"$error":"#VALUE!"}]
[null,null,null,null,null,null,null,null,null,null,null,null,null,null,null,null,null,null,null,null,null,null,null,null,null,null,null,null,null,null,null,{"$f":"IF((CODE(RIGHT(B247,1))>96),CONCATENATE(REPT(\"0\",6-LEN(B247)),B247),CONCATENATE(REPT(\"0\",5-LEN(B247)),B247))","v":{"$error":"#VALUE!"}}]
[null,null,null,null,null,null,null,null,null,null,null,null,null,null,null,null,null,null,null,null,null,null,null,null,null,null,null,null,null,null,null,{"$error":"#VALUE!"}]
[null,null,null,null,null,null,null,null,null,null,null,null,null,null,null,null,null,null,null,null,null,null,null,null,null,null,null,null,null,null,null,{"$error":"#VALUE!"}]
[null,null,null,null,null,null,null,null,null,null,null,null,null,null,null,null,null,null,null,null,null,null,null,null,null,null,null,null,null,null,null,{"$error":"#VALUE!"}]
[null,null,null,null,null,null,null,null,null,null,null,null,null,null,null,null,null,null,null,null,null,null,null,null,null,null,null,null,null,null,null,{"$error":"#VALUE!"}]
[null,null,null,null,null,null,null,null,null,null,null,null,null,null,null,null,null,null,null,null,null,null,null,null,null,null,null,null,null,null,null,{"$error":"#VALUE!"}]
[null,null,null,null,null,null,null,null,null,null,null,null,null,null,null,null,null,null,null,null,null,null,null,null,null,null,null,null,null,null,null,{"$error":"#VALUE!"}]
[null,null,null,null,null,null,null,null,null,null,null,null,null,null,null,null,null,null,null,null,null,null,null,null,null,null,null,null,null,null,null,{"$error":"#VALUE!"}]
[null,null,null,null,null,null,null,null,null,null,null,null,null,null,null,null,null,null,null,null,null,null,null,null,null,null,null,null,null,null,null,{"$error":"#VALUE!"}]
[null,null,null,null,null,null,null,null,null,null,null,null,null,null,null,null,null,null,null,null,null,null,null,null,null,null,null,null,null,null,null,{"$error":"#VALUE!"}]
[null,null,null,null,null,null,null,null,null,null,null,null,null,null,null,null,null,null,null,null,null,null,null,null,null,null,null,null,null,null,null,{"$error":"#VALUE!"}]
[null,null,null,null,null,null,null,null,null,null,null,null,null,null,null,null,null,null,null,null,null,null,null,null,null,null,null,null,null,null,null,{"$error":"#VALUE!"}]
[null,null,null,null,null,null,null,null,null,null,null,null,null,null,null,null,null,null,null,null,null,null,null,null,null,null,null,null,null,null,null,{"$error":"#VALUE!"}]
[null,null,null,null,null,null,null,null,null,null,null,null,null,null,null,null,null,null,null,null,null,null,null,null,null,null,null,null,null,null,null,{"$error":"#VALUE!"}]
[null,null,null,null,null,null,null,null,null,null,null,null,null,null,null,null,null,null,null,null,null,null,null,null,null,null,null,null,null,null,null,{"$error":"#VALUE!"}]
[null,null,null,null,null,null,null,null,null,null,null,null,null,null,null,null,null,null,null,null,null,null,null,null,null,null,null,null,null,null,null,{"$error":"#VALUE!"}]
[null,null,null,null,null,null,null,null,null,null,null,null,null,null,null,null,null,null,null,null,null,null,null,null,null,null,null,null,null,null,null,{"$error":"#VALUE!"}]
[null,null,null,null,null,null,null,null,null,null,null,null,null,null,null,null,null,null,null,null,null,null,null,null,null,null,null,null,null,null,null,{"$error":"#VALUE!"}]
[null,null,null,null,null,null,null,null,null,null,null,null,null,null,null,null,null,null,null,null,null,null,null,null,null,null,null,null,null,null,null,{"$error":"#VALUE!"}]
[null,null,null,null,null,null,null,null,null,null,null,null,null,null,null,null,null,null,null,null,null,null,null,null,null,null,null,null,null,null,null,{"$error":"#VALUE!"}]
[null,null,null,null,null,null,null,null,null,null,null,null,null,null,null,null,null,null,null,null,null,null,null,null,null,null,null,null,null,null,null,{"$error":"#VALUE!"}]
[null,null,null,null,null,null,null,null,null,null,null,null,null,null,null,null,null,null,null,null,null,null,null,null,null,null,null,null,null,null,null,{"$error":"#VALUE!"}]
[null,null,null,null,null,null,null,null,null,null,null,null,null,null,null,null,null,null,null,null,null,null,null,null,null,null,null,null,null,null,null,{"$error":"#VALUE!"}]
[null,null,null,null,null,null,null,null,null,null,null,null,null,null,null,null,null,null,null,null,null,null,null,null,null,null,null,null,null,null,null,{"$error":"#VALUE!"}]
[null,null,null,null,null,null,null,null,null,null,null,null,null,null,null,null,null,null,null,null,null,null,null,null,null,null,null,null,null,null,null,{"$error":"#VALUE!"}]
[null,null,null,null,null,null,null,null,null,null,null,null,null,null,null,null,null,null,null,null,null,null,null,null,null,null,null,null,null,null,null,{"$error":"#VALUE!"}]
[null,null,null,null,null,null,null,null,null,null,null,null,null,null,null,null,null,null,null,null,null,null,null,null,null,null,null,null,null,null,null,{"$error":"#VALUE!"}]
[null,null,null,null,null,null,null,null,null,null,null,null,null,null,null,null,null,null,null,null,null,null,null,null,null,null,null,null,null,null,null,{"$error":"#VALUE!"}]
[null,null,null,null,null,null,null,null,null,null,null,null,null,null,null,null,null,null,null,null,null,null,null,null,null,null,null,null,null,null,null,{"$error":"#VALUE!"}]
[null,null,null,null,null,null,null,null,null,null,null,null,null,null,null,null,null,null,null,null,null,null,null,null,null,null,null,null,null,null,null,{"$error":"#VALUE!"}]
[null,null,null,null,null,null,null,null,null,null,null,null,null,null,null,null,null,null,null,null,null,null,null,null,null,null,null,null,null,null,null,{"$error":"#VALUE!"}]
[null,null,null,null,null,null,null,null,null,null,null,null,null,null,null,null,null,null,null,null,null,null,null,null,null,null,null,null,null,null,null,{"$error":"#VALUE!"}]
[null,null,null,null,null,null,null,null,null,null,null,null,null,null,null,null,null,null,null,null,null,null,null,null,null,null,null,null,null,null,null,{"$error":"#VALUE!"}]
[null,null,null,null,null,null,null,null,null,null,null,null,null,null,null,null,null,null,null,null,null,null,null,null,null,null,null,null,null,null,null,{"$error":"#VALUE!"}]
[null,null,null,null,null,null,null,null,null,null,null,null,null,null,null,null,null,null,null,null,null,null,null,null,null,null,null,null,null,null,null,{"$error":"#VALUE!"}]
[null,null,null,null,null,null,null,null,null,null,null,null,null,null,null,null,null,null,null,null,null,null,null,null,null,null,null,null,null,null,null,{"$error":"#VALUE!"}]
[null,null,null,null,null,null,null,null,null,null,null,null,null,null,null,null,null,null,null,null,null,null,null,null,null,null,null,null,null,null,null,{"$error":"#VALUE!"}]
[null,null,null,null,null,null,null,null,null,null,null,null,null,null,null,null,null,null,null,null,null,null,null,null,null,null,null,null,null,null,null,{"$error":"#VALUE!"}]
[null,null,null,null,null,null,null,null,null,null,null,null,null,null,null,null,null,null,null,null,null,null,null,null,null,null,null,null,null,null,null,{"$error":"#VALUE!"}]
[null,null,null,null,null,null,null,null,null,null,null,null,null,null,null,null,null,null,null,null,null,null,null,null,null,null,null,null,null,null,null,{"$error":"#VALUE!"}]
[null,null,null,null,null,null,null,null,null,null,null,null,null,null,null,null,null,null,null,null,null,null,null,null,null,null,null,null,null,null,null,{"$error":"#VALUE!"}]
[null,null,null,null,null,null,null,null,null,null,null,null,null,null,null,null,null,null,null,null,null,null,null,null,null,null,null,null,null,null,null,{"$error":"#VALUE!"}]
[null,null,null,null,null,null,null,null,null,null,null,null,null,null,null,null,null,null,null,null,null,null,null,null,null,null,null,null,null,null,null,{"$error":"#VALUE!"}]
[null,null,null,null,null,null,null,null,null,null,null,null,null,null,null,null,null,null,null,null,null,null,null,null,null,null,null,null,null,null,null,{"$error":"#VALUE!"}]
[null,null,null,null,null,null,null,null,null,null,null,null,null,null,null,null,null,null,null,null,null,null,null,null,null,null,null,null,null,null,null,{"$error":"#VALUE!"}]
[null,null,null,null,null,null,null,null,null,null,null,null,null,null,null,null,null,null,null,null,null,null,null,null,null,null,null,null,null,null,null,{"$error":"#VALUE!"}]
[null,null,null,null,null,null,null,null,null,null,null,null,null,null,null,null,null,null,null,null,null,null,null,null,null,null,null,null,null,null,null,{"$error":"#VALUE!"}]
[null,null,null,null,null,null,null,null,null,null,null,null,null,null,null,null,null,null,null,null,null,null,null,null,null,null,null,null,null,null,null,{"$error":"#VALUE!"}]
[null,null,null,null,null,null,null,null,null,null,null,null,null,null,null,null,null,null,null,null,null,null,null,null,null,null,null,null,null,null,null,{"$error":"#VALUE!"}]
[null,null,null,null,null,null,null,null,null,null,null,null,null,null,null,null,null,null,null,null,null,null,null,null,null,null,null,null,null,null,null,{"$error":"#VALUE!"}]
[null,null,null,null,null,null,null,null,null,null,null,null,null,null,null,null,null,null,null,null,null,null,null,null,null,null,null,null,null,null,null,{"$error":"#VALUE!"}]
[null,null,null,null,null,null,null,null,null,null,null,null,null,null,null,null,null,null,null,null,null,null,null,null,null,null,null,null,null,null,null,{"$error":"#VALUE!"}]
[null,null,null,null,null,null,null,null,null,null,null,null,null,null,null,null,null,null,null,null,null,null,null,null,null,null,null,null,null,null,null,{"$error":"#VALUE!"}]
[null,null,null,null,null,null,null,null,null,null,null,null,null,null,null,null,null,null,null,null,null,null,null,null,null,null,null,null,null,null,null,{"$error":"#VALUE!"}]
[null,null,null,null,null,null,null,null,null,null,null,null,null,null,null,null,null,null,null,null,null,null,null,null,null,null,null,null,null,null,null,{"$error":"#VALUE!"}]
[null,null,null,null,null,null,null,null,null,null,null,null,null,null,null,null,null,null,null,null,null,null,null,null,null,null,null,null,null,null,null,{"$error":"#VALUE!"}]
[null,null,null,null,null,null,null,null,null,null,null,null,null,null,null,null,null,null,null,null,null,null,null,null,null,null,null,null,null,null,null,{"$error":"#VALUE!"}]
[null,null,null,null,null,null,null,null,null,null,null,null,null,null,null,null,null,null,null,null,null,null,null,null,null,null,null,null,null,null,null,{"$error":"#VALUE!"}]
[null,null,null,null,null,null,null,null,null,null,null,null,null,null,null,null,null,null,null,null,null,null,null,null,null,null,null,null,null,null,null,{"$error":"#VALUE!"}]
[null,null,null,null,null,null,null,null,null,null,null,null,null,null,null,null,null,null,null,null,null,null,null,null,null,null,null,null,null,null,null,{"$error":"#VALUE!"}]
[null,null,null,null,null,null,null,null,null,null,null,null,null,null,null,null,null,null,null,null,null,null,null,null,null,null,null,null,null,null,null,{"$error":"#VALUE!"}]
[null,null,null,null,null,null,null,null,null,null,null,null,null,null,null,null,null,null,null,null,null,null,null,null,null,null,null,null,null,null,null,{"$error":"#VALUE!"}]
[null,null,null,null,null,null,null,null,null,null,null,null,null,null,null,null,null,null,null,null,null,null,null,null,null,null,null,null,null,null,null,{"$error":"#VALUE!"}]
[null,null,null,null,null,null,null,null,null,null,null,null,null,null,null,null,null,null,null,null,null,null,null,null,null,null,null,null,null,null,null,{"$error":"#VALUE!"}]
[null,null,null,null,null,null,null,null,null,null,null,null,null,null,null,null,null,null,null,null,null,null,null,null,null,null,null,null,null,null,null,{"$f":"IF((CODE(RIGHT(B311,1))>96),CONCATENATE(REPT(\"0\",6-LEN(B311)),B311),CONCATENATE(REPT(\"0\",5-LEN(B311)),B311))","v":{"$error":"#VALUE!"}}]
[null,null,null,null,null,null,null,null,null,null,null,null,null,null,null,null,null,null,null,null,null,null,null,null,null,null,null,null,null,null,null,{"$error":"#VALUE!"}]
[null,null,null,null,null,null,null,null,null,null,null,null,null,null,null,null,null,null,null,null,null,null,null,null,null,null,null,null,null,null,null,{"$error":"#VALUE!"}]
[null,null,null,null,null,null,null,null,null,null,null,null,null,null,null,null,null,null,null,null,null,null,null,null,null,null,null,null,null,null,null,{"$error":"#VALUE!"}]
[null,null,null,null,null,null,null,null,null,null,null,null,null,null,null,null,null,null,null,null,null,null,null,null,null,null,null,null,null,null,null,{"$error":"#VALUE!"}]
[null,null,null,null,null,null,null,null,null,null,null,null,null,null,null,null,null,null,null,null,null,null,null,null,null,null,null,null,null,null,null,{"$error":"#VALUE!"}]
[null,null,null,null,null,null,null,null,null,null,null,null,null,null,null,null,null,null,null,null,null,null,null,null,null,null,null,null,null,null,null,{"$error":"#VALUE!"}]
[null,null,null,null,null,null,null,null,null,null,null,null,null,null,null,null,null,null,null,null,null,null,null,null,null,null,null,null,null,null,null,{"$error":"#VALUE!"}]
[null,null,null,null,null,null,null,null,null,null,null,null,null,null,null,null,null,null,null,null,null,null,null,null,null,null,null,null,null,null,null,{"$error":"#VALUE!"}]
[null,null,null,null,null,null,null,null,null,null,null,null,null,null,null,null,null,null,null,null,null,null,null,null,null,null,null,null,null,null,null,{"$error":"#VALUE!"}]
[null,null,null,null,null,null,null,null,null,null,null,null,null,null,null,null,null,null,null,null,null,null,null,null,null,null,null,null,null,null,null,{"$error":"#VALUE!"}]
[null,null,null,null,null,null,null,null,null,null,null,null,null,null,null,null,null,null,null,null,null,null,null,null,null,null,null,null,null,null,null,{"$error":"#VALUE!"}]
[null,null,null,null,null,null,null,null,null,null,null,null,null,null,null,null,null,null,null,null,null,null,null,null,null,null,null,null,null,null,null,{"$error":"#VALUE!"}]
[null,null,null,null,null,null,null,null,null,null,null,null,null,null,null,null,null,null,null,null,null,null,null,null,null,null,null,null,null,null,null,{"$error":"#VALUE!"}]
[null,null,null,null,null,null,null,null,null,null,null,null,null,null,null,null,null,null,null,null,null,null,null,null,null,null,null,null,null,null,null,{"$error":"#VALUE!"}]
[null,null,null,null,null,null,null,null,null,null,null,null,null,null,null,null,null,null,null,null,null,null,null,null,null,null,null,null,null,null,null,{"$error":"#VALUE!"}]
[null,null,null,null,null,null,null,null,null,null,null,null,null,null,null,null,null,null,null,null,null,null,null,null,null,null,null,null,null,null,null,{"$error":"#VALUE!"}]
[null,null,null,null,null,null,null,null,null,null,null,null,null,null,null,null,null,null,null,null,null,null,null,null,null,null,null,null,null,null,null,{"$error":"#VALUE!"}]
[null,null,null,null,null,null,null,null,null,null,null,null,null,null,null,null,null,null,null,null,null,null,null,null,null,null,null,null,null,null,null,{"$error":"#VALUE!"}]
[null,null,null,null,null,null,null,null,null,null,null,null,null,null,null,null,null,null,null,null,null,null,null,null,null,null,null,null,null,null,null,{"$error":"#VALUE!"}]
[null,null,null,null,null,null,null,null,null,null,null,null,null,null,null,null,null,null,null,null,null,null,null,null,null,null,null,null,null,null,null,{"$error":"#VALUE!"}]
[null,null,null,null,null,null,null,null,null,null,null,null,null,null,null,null,null,null,null,null,null,null,null,null,null,null,null,null,null,null,null,{"$error":"#VALUE!"}]
[null,null,null,null,null,null,null,null,null,null,null,null,null,null,null,null,null,null,null,null,null,null,null,null,null,null,null,null,null,null,null,{"$error":"#VALUE!"}]
[null,null,null,null,null,null,null,null,null,null,null,null,null,null,null,null,null,null,null,null,null,null,null,null,null,null,null,null,null,null,null,{"$error":"#VALUE!"}]
[null,null,null,null,null,null,null,null,null,null,null,null,null,null,null,null,null,null,null,null,null,null,null,null,null,null,null,null,null,null,null,{"$error":"#VALUE!"}]
[null,null,null,null,null,null,null,null,null,null,null,null,null,null,null,null,null,null,null,null,null,null,null,null,null,null,null,null,null,null,null,{"$error":"#VALUE!"}]
[null,null,null,null,null,null,null,null,null,null,null,null,null,null,null,null,null,null,null,null,null,null,null,null,null,null,null,null,null,null,null,{"$error":"#VALUE!"}]
[null,null,null,null,null,null,null,null,null,null,null,null,null,null,null,null,null,null,null,null,null,null,null,null,null,null,null,null,null,null,null,{"$error":"#VALUE!"}]
[null,null,null,null,null,null,null,null,null,null,null,null,null,null,null,null,null,null,null,null,null,null,null,null,null,null,null,null,null,null,null,{"$error":"#VALUE!"}]
[null,null,null,null,null,null,null,null,null,null,null,null,null,null,null,null,null,null,null,null,null,null,null,null,null,null,null,null,null,null,null,{"$error":"#VALUE!"}]
[null,null,null,null,null,null,null,null,null,null,null,null,null,null,null,null,null,null,null,null,null,null,null,null,null,null,null,null,null,null,null,{"$error":"#VALUE!"}]
[null,null,null,null,null,null,null,null,null,null,null,null,null,null,null,null,null,null,null,null,null,null,null,null,null,null,null,null,null,null,null,{"$error":"#VALUE!"}]
[null,null,null,null,null,null,null,null,null,null,null,null,null,null,null,null,null,null,null,null,null,null,null,null,null,null,null,null,null,null,null,{"$error":"#VALUE!"}]
[null,null,null,null,null,null,null,null,null,null,null,null,null,null,null,null,null,null,null,null,null,null,null,null,null,null,null,null,null,null,null,{"$error":"#VALUE!"}]
[null,null,null,null,null,null,null,null,null,null,null,null,null,null,null,null,null,null,null,null,null,null,null,null,null,null,null,null,null,null,null,{"$error":"#VALUE!"}]
[null,null,null,null,null,null,null,null,null,null,null,null,null,null,null,null,null,null,null,null,null,null,null,null,null,null,null,null,null,null,null,{"$error":"#VALUE!"}]
[null,null,null,null,null,null,null,null,null,null,null,null,null,null,null,null,null,null,null,null,null,null,null,null,null,null,null,null,null,null,null,{"$error":"#VALUE!"}]
[null,null,null,null,null,null,null,null,null,null,null,null,null,null,null,null,null,null,null,null,null,null,null,null,null,null,null,null,null,null,null,{"$error":"#VALUE!"}]
[null,null,null,null,null,null,null,null,null,null,null,null,null,null,null,null,null,null,null,null,null,null,null,null,null,null,null,null,null,null,null,{"$error":"#VALUE!"}]
[null,null,null,null,null,null,null,null,null,null,null,null,null,null,null,null,null,null,null,null,null,null,null,null,null,null,null,null,null,null,null,{"$error":"#VALUE!"}]
[null,null,null,null,null,null,null,null,null,null,null,null,null,null,null,null,null,null,null,null,null,null,null,null,null,null,null,null,null,null,null,{"$error":"#VALUE!"}]
[null,null,null,null,null,null,null,null,null,null,null,null,null,null,null,null,null,null,null,null,null,null,null,null,null,null,null,null,null,null,null,{"$error":"#VALUE!"}]
[null,null,null,null,null,null,null,null,null,null,null,null,null,null,null,null,null,null,null,null,null,null,null,null,null,null,null,null,null,null,null,{"$error":"#VALUE!"}]
[null,null,null,null,null,null,null,null,null,null,null,null,null,null,null,null,null,null,null,null,null,null,null,null,null,null,null,null,null,null,null,{"$error":"#VALUE!"}]
[null,null,null,null,null,null,null,null,null,null,null,null,null,null,null,null,null,null,null,null,null,null,null,null,null,null,null,null,null,null,null,{"$error":"#VALUE!"}]
[null,null,null,null,null,null,null,null,null,null,null,null,null,null,null,null,null,null,null,null,null,null,null,null,null,null,null,null,null,null,null,{"$error":"#VALUE!"}]
[null,null,null,null,null,null,null,null,null,null,null,null,null,null,null,null,null,null,null,null,null,null,null,null,null,null,null,null,null,null,null,{"$error":"#VALUE!"}]
[null,null,null,null,null,null,null,null,null,null,null,null,null,null,null,null,null,null,null,null,null,null,null,null,null,null,null,null,null,null,null,{"$error":"#VALUE!"}]
[null,null,null,null,null,null,null,null,null,null,null,null,null,null,null,null,null,null,null,null,null,null,null,null,null,null,null,null,null,null,null,{"$error":"#VALUE!"}]
[null,null,null,null,null,null,null,null,null,null,null,null,null,null,null,null,null,null,null,null,null,null,null,null,null,null,null,null,null,null,null,{"$error":"#VALUE!"}]
[null,null,null,null,null,null,null,null,null,null,null,null,null,null,null,null,null,null,null,null,null,null,null,null,null,null,null,null,null,null,null,{"$error":"#VALUE!"}]
[null,null,null,null,null,null,null,null,null,null,null,null,null,null,null,null,null,null,null,null,null,null,null,null,null,null,null,null,null,null,null,{"$error":"#VALUE!"}]
[null,null,null,null,null,null,null,null,null,null,null,null,null,null,null,null,null,null,null,null,null,null,null,null,null,null,null,null,null,null,null,{"$error":"#VALUE!"}]
[null,null,null,null,null,null,null,null,null,null,null,null,null,null,null,null,null,null,null,null,null,null,null,null,null,null,null,null,null,null,null,{"$error":"#VALUE!"}]
[null,null,null,null,null,null,null,null,null,null,null,null,null,null,null,null,null,null,null,null,null,null,null,null,null,null,null,null,null,null,null,{"$error":"#VALUE!"}]
[null,null,null,null,null,null,null,null,null,null,null,null,null,null,null,null,null,null,null,null,null,null,null,null,null,null,null,null,null,null,null,{"$error":"#VALUE!"}]
[null,null,null,null,null,null,null,null,null,null,null,null,null,null,null,null,null,null,null,null,null,null,null,null,null,null,null,null,null,null,null,{"$error":"#VALUE!"}]
[null,null,null,null,null,null,null,null,null,null,null,null,null,null,null,null,null,null,null,null,null,null,null,null,null,null,null,null,null,null,null,{"$error":"#VALUE!"}]
[null,null,null,null,null,null,null,null,null,null,null,null,null,null,null,null,null,null,null,null,null,null,null,null,null,null,null,null,null,null,null,{"$error":"#VALUE!"}]
[null,null,null,null,null,null,null,null,null,null,null,null,null,null,null,null,null,null,null,null,null,null,null,null,null,null,null,null,null,null,null,{"$error":"#VALUE!"}]
[null,null,null,null,null,null,null,null,null,null,null,null,null,null,null,null,null,null,null,null,null,null,null,null,null,null,null,null,null,null,null,{"$error":"#VALUE!"}]
[null,null,null,null,null,null,null,null,null,null,null,null,null,null,null,null,null,null,null,null,null,null,null,null,null,null,null,null,null,null,null,{"$error":"#VALUE!"}]
[null,null,null,null,null,null,null,null,null,null,null,null,null,null,null,null,null,null,null,null,null,null,null,null,null,null,null,null,null,null,null,{"$error":"#VALUE!"}]
[null,null,null,null,null,null,null,null,null,null,null,null,null,null,null,null,null,null,null,null,null,null,null,null,null,null,null,null,null,null,null,{"$error":"#VALUE!"}]
[null,null,null,null,null,null,null,null,null,null,null,null,null,null,null,null,null,null,null,null,null,null,null,null,null,null,null,null,null,null,null,{"$f":"IF((CODE(RIGHT(B375,1))>96),CONCATENATE(REPT(\"0\",6-LEN(B375)),B375),CONCATENATE(REPT(\"0\",5-LEN(B375)),B375))","v":{"$error":"#VALUE!"}}]
[null,null,null,null,null,null,null,null,null,null,null,null,null,null,null,null,null,null,null,null,null,null,null,null,null,null,null,null,null,null,null,{"$error":"#VALUE!"}]
[null,null,null,null,null,null,null,null,null,null,null,null,null,null,null,null,null,null,null,null,null,null,null,null,null,null,null,null,null,null,null,{"$error":"#VALUE!"}]
[null,null,null,null,null,null,null,null,null,null,null,null,null,null,null,null,null,null,null,null,null,null,null,null,null,null,null,null,null,null,null,{"$error":"#VALUE!"}]
[null,null,null,null,null,null,null,null,null,null,null,null,null,null,null,null,null,null,null,null,null,null,null,null,null,null,null,null,null,null,null,{"$error":"#VALUE!"}]
[null,null,null,null,null,null,null,null,null,null,null,null,null,null,null,null,null,null,null,null,null,null,null,null,null,null,null,null,null,null,null,{"$error":"#VALUE!"}]
[null,null,null,null,null,null,null,null,null,null,null,null,null,null,null,null,null,null,null,null,null,null,null,null,null,null,null,null,null,null,null,{"$error":"#VALUE!"}]
[null,null,null,null,null,null,null,null,null,null,null,null,null,null,null,null,null,null,null,null,null,null,null,null,null,null,null,null,null,null,null,{"$error":"#VALUE!"}]
[null,null,null,null,null,null,null,null,null,null,null,null,null,null,null,null,null,null,null,null,null,null,null,null,null,null,null,null,null,null,null,{"$error":"#VALUE!"}]
[null,null,null,null,null,null,null,null,null,null,null,null,null,null,null,null,null,null,null,null,null,null,null,null,null,null,null,null,null,null,null,{"$error":"#VALUE!"}]
[null,null,null,null,null,null,null,null,null,null,null,null,null,null,null,null,null,null,null,null,null,null,null,null,null,null,null,null,null,null,null,{"$error":"#VALUE!"}]
[null,null,null,null,null,null,null,null,null,null,null,null,null,null,null,null,null,null,null,null,null,null,null,null,null,null,null,null,null,null,null,{"$error":"#VALUE!"}]
[null,null,null,null,null,null,null,null,null,null,null,null,null,null,null,null,null,null,null,null,null,null,null,null,null,null,null,null,null,null,null,{"$error":"#VALUE!"}]
[null,null,null,null,null,null,null,null,null,null,null,null,null,null,null,null,null,null,null,null,null,null,null,null,null,null,null,null,null,null,null,{"$error":"#VALUE!"}]
[null,null,null,null,null,null,null,null,null,null,null,null,null,null,null,null,null,null,null,null,null,null,null,null,null,null,null,null,null,null,null,{"$error":"#VALUE!"}]
[null,null,null,null,null,null,null,null,null,null,null,null,null,null,null,null,null,null,null,null,null,null,null,null,null,null,null,null,null,null,null,{"$error":"#VALUE!"}]
[null,null,null,null,null,null,null,null,null,null,null,null,null,null,null,null,null,null,null,null,null,null,null,null,null,null,null,null,null,null,null,{"$error":"#VALUE!"}]
[null,null,null,null,null,null,null,null,null,null,null,null,null,null,null,null,null,null,null,null,null,null,null,null,null,null,null,null,null,null,null,{"$error":"#VALUE!"}]
[null,null,null,null,null,null,null,null,null,null,null,null,null,null,null,null,null,null,null,null,null,null,null,null,null,null,null,null,null,null,null,{"$error":"#VALUE!"}]
[null,null,null,null,null,null,null,null,null,null,null,null,null,null,null,null,null,null,null,null,null,null,null,null,null,null,null,null,null,null,null,{"$error":"#VALUE!"}]
[null,null,null,null,null,null,null,null,null,null,null,null,null,null,null,null,null,null,null,null,null,null,null,null,null,null,null,null,null,null,null,{"$error":"#VALUE!"}]
[null,null,null,null,null,null,null,null,null,null,null,null,null,null,null,null,null,null,null,null,null,null,null,null,null,null,null,null,null,null,null,{"$error":"#VALUE!"}]
[null,null,null,null,null,null,null,null,null,null,null,null,null,null,null,null,null,null,null,null,null,null,null,null,null,null,null,null,null,null,null,{"$error":"#VALUE!"}]
[null,null,null,null,null,null,null,null,null,null,null,null,null,null,null,null,null,null,null,null,null,null,null,null,null,null,null,null,null,null,null,{"$error":"#VALUE!"}]
[null,null,null,null,null,null,null,null,null,null,null,null,null,null,null,null,null,null,null,null,null,null,null,null,null,null,null,null,null,null,null,{"$error":"#VALUE!"}]
[null,null,null,null,null,null,null,null,null,null,null,null,null,null,null,null,null,null,null,null,null,null,null,null,null,null,null,null,null,null,null,{"$error":"#VALUE!"}]
[null,null,null,null,null,null,null,null,null,null,null,null,null,null,null,null,null,null,null,null,null,null,null,null,null,null,null,null,null,null,null,{"$error":"#VALUE!"}]
[null,null,null,null,null,null,null,null,null,null,null,null,null,null,null,null,null,null,null,null,null,null,null,null,null,null,null,null,null,null,null,{"$error":"#VALUE!"}]
[null,null,null,null,null,null,null,null,null,null,null,null,null,null,null,null,null,null,null,null,null,null,null,null,null,null,null,null,null,null,null,{"$error":"#VALUE!"}]
[null,null,null,null,null,null,null,null,null,null,null,null,null,null,null,null,null,null,null,null,null,null,null,null,null,null,null,null,null,null,null,{"$error":"#VALUE!"}]
[null,null,null,null,null,null,null,null,null,null,null,null,null,null,null,null,null,null,null,null,null,null,null,null,null,null,null,null,null,null,null,{"$error":"#VALUE!"}]
[null,null,null,null,null,null,null,null,null,null,null,null,null,null,null,null,null,null,null,null,null,null,null,null,null,null,null,null,null,null,null,{"$error":"#VALUE!"}]
[null,null,null,null,null,null,null,null,null,null,null,null,null,null,null,null,null,null,null,null,null,null,null,null,null,null,null,null,null,null,null,{"$error":"#VALUE!"}]
[null,null,null,null,null,null,null,null,null,null,null,null,null,null,null,null,null,null,null,null,null,null,null,null,null,null,null,null,null,null,null,{"$error":"#VALUE!"}]
[null,null,null,null,null,null,null,null,null,null,null,null,null,null,null,null,null,null,null,null,null,null,null,null,null,null,null,null,null,null,null,{"$error":"#VALUE!"}]
[null,null,null,null,null,null,null,null,null,null,null,null,null,null,null,null,null,null,null,null,null,null,null,null,null,null,null,null,null,null,null,{"$error":"#VALUE!"}]
[null,null,null,null,null,null,null,null,null,null,null,null,null,null,null,null,null,null,null,null,null,null,null,null,null,null,null,null,null,null,null,{"$error":"#VALUE!"}]
[null,null,null,null,null,null,null,null,null,null,null,null,null,null,null,null,null,null,null,null,null,null,null,null,null,null,null,null,null,null,null,{"$error":"#VALUE!"}]
[null,null,null,null,null,null,null,null,null,null,null,null,null,null,null,null,null,null,null,null,null,null,null,null,null,null,null,null,null,null,null,{"$error":"#VALUE!"}]
[null,null,null,null,null,null,null,null,null,null,null,null,null,null,null,null,null,null,null,null,null,null,null,null,null,null,null,null,null,null,null,{"$error":"#VALUE!"}]
[null,null,null,null,null,null,null,null,null,null,null,null,null,null,null,null,null,null,null,null,null,null,null,null,null,null,null,null,null,null,null,{"$error":"#VALUE!"}]
[null,null,null,null,null,null,null,null,null,null,null,null,null,null,null,null,null,null,null,null,null,null,null,null,null,null,null,null,null,null,null,{"$error":"#VALUE!"}]
[null,null,null,null,null,null,null,null,null,null,null,null,null,null,null,null,null,null,null,null,null,null,null,null,null,null,null,null,null,null,null,{"$error":"#VALUE!"}]
[null,null,null,null,null,null,null,null,null,null,null,null,null,null,null,null,null,null,null,null,null,null,null,null,null,null,null,null,null,null,null,{"$error":"#VALUE!"}]
[null,null,null,null,null,null,null,null,null,null,null,null,null,null,null,null,null,null,null,null,null,null,null,null,null,null,null,null,null,null,null,{"$error":"#VALUE!"}]

{"sheet":"VALVES","index":1,"n_rows":1048564,"n_cols":33,"rows_kept":4500,"cut":true,"hidden":false,"merged":[[11,0,11,1],[0,0,1,9],[2,0,2,1],[4,7,6,11],[8,0,8,1],[10,0,10,1]],"bounds":{"rows_first":2000,"rows_last":500,"rows_between":2000,"halvings":0}}
["ORDER LIST MAIN ITEMS TOBOLSK 49433"]
[]
["CUSTOMER",null,"UOP TOBOLSK",null,null,null,null,null,"  DELIVERY DATE","2011-05-27",null,"START PRODUCTION DATE:",null,null,null,null,"2011-03-18"]
[]
[null,null,null,null,null,null,null,"ORDER LIST : VALVES"]
[]
[]
[]
["UNIT TYPE",null,{"$f":"'MAIN ITEMS'!C9","v":"160V-S (Refrigeration Unit Regal)"},null,null,null,null,null,"  REVISION",{"$f":"'MAIN ITEMS'!I9","v":0},null,"START PRE-PIPING DATE:",null,null,null,null,"2024-10-15",null,null,null,null,null,null,null,null,null,null,null,null,null,"$"]
[null,null,{"$f":"'MAIN ITEMS'!C10","v":0},null,null,null,null,null,null,{"$f":"'MAIN ITEMS'!I10","v":0},null,"START ASSEMBLY DATE:",null,null,null,null,"2024-11-01"]
["CUSTOMER REF.",null,{"$f":"'MAIN ITEMS'!C11","v":"PETRO ELECTRIC / Refrigeration Package"},null,null,null,null,null,"  QUANTITY",{"$f":"'MAIN ITEMS'!I11","v":2},null,"ORDER LIST LAST REVISION",null,null,null,"13:00:PM","2016-03-08"]
["MAYEKAWA REF.",null,"PR 180",null,null,null,null,null,"ENGINEERING TEAM",{"$f":"'MAIN ITEMS'!I12","v":0},null,"PID LAST REVISION",null,"REV",{"$f":"'MAIN ITEMS'!N11","v":0},"P&ID nr","REV B1",null,null,null,null,null,null,null,null,"Don't touch!","Don't touch!","Don't touch!","Don't touch!","Don't touch!"]
["INDICE","TAG","ITEM","SIZE","WO","QTY","SPARE","PART CODE","DESCRIPTION","VENDOR","QUOTATION","PO","LEAD TIME (W)","WEEKS SPARE","ORDER DATE REQUIRED","DEL DATE REQUIRED","DEL DATE","RECEIVED","CONTACT WITH SUPPLIER ","CONFIRMED WITH SUPPLIER","COMMENT","DATE OF SHIPMENT BY ME ","PALLET N/ COLLI N° ","PF n°",null,"Delivery time if ordered today!","3 week time","Delay!","Today","Material in time"]
["GATE VALVE","GV-001","HOT GAS BY PASS OUTLET","6\"",1,1,{"$f":"E14-F14","v":0},"SOV-6\"-300-RF-LTCS-SS","GATE VALVE 6\" 300# RF LCB/SS   ","METALLUM / DYLAN","YES/MA","79866R4",14,{"$f":"IF(NOT(ISBLANK(L14)), \"ORDERED\", IF(ISBLANK(M14), \"???\", ($P14-$M14*7-TODAY())/7))","v":"ORDERED"},{"$f":"IF(NOT(ISBLANK(L14)), \"ORDERED\", IF(ISBLANK(M14), \"???\", ($P14-$M14*7)))","v":"ORDERED"},{"$f":"$Q$10-14","v":"2024-10-18"},"2016-05-12","YES",null,null,"SHIPPED TO ENERGO ON 20/06/2016",null,null,null,null,{"$f":"$Q$10-M14*7","v":"2024-07-26"},{"$f":"AND(O14<(AC14+21),ISBLANK(L14))","v":false},{"$f":"AND(O14<AC14,ISBLANK(L14))","v":false},{"$f":"TODAY()","v":"2024-06-26"},{"$f":"IF((P14-Q14)<0, TRUE, IF(ISBLANK(Q14), \"BLANK\", FALSE))","v":false}]
["GATE VALVE","GV-012","KOD DRAIN","2\"",1,1,{"$f":"E15-F15","v":0},"SOV-2\"-300-RF-LCTS-SS","GATE VALVE 2\" 300# RF LCB/SS   ","METALLUM / DYLAN","YES/MA",79864,14,"ORDERED","ORDERED","2024-10-18","2016-05-12","YES",null,null,"SHIPPED TO ENERGO ON 20/06/2016",null,null,null,null,"2024-07-26",{"$f":"AND(O15<(AC15+21),ISBLANK(L15))","v":false},{"$f":"AND(O15<AC15,ISBLANK(L15))","v":false},{"$f":"TODAY()","v":"2024-06-26"},{"$f":"IF((P15-Q15)<0, TRUE, IF(ISBLANK(Q15), \"BLANK\", FALSE))","v":false}]
["GATE VALVE","GV-015","HOT GAS BY PASS OUTLET DRAIN","3/4\"",1,1,0,"SOV-3/4\"-300-RF-LF2-SS","GATE VALVE 3/4\" 300# RF LF2/SS","METALLUM / DYLAN","YES/MA","79865R4",14,"ORDERED","ORDERED","2024-10-18","2016-05-12","YES",null,null,"SHIPPED TO ENERGO ON 20/06/2016",null,null,null,null,"2024-07-26",false,false,"2024-06-26",false]
["GATE VALVE","GV-016","HOT GAS BY PASS INLET DRAIN","3/4\"",1,1,0,"SOV-3/4\"-300-RF-LF2-SS","GATE VALVE 3/4\" 300# RF LF2/SS","METALLUM / DYLAN","YES/MA","79865R4",14,"ORDERED","ORDERED","2024-10-18","2016-05-12","YES",null,null,"SHIPPED TO ENERGO ON 20/06/2016",null,null,null,null,"2024-07-26",false,false,"2024-06-26",false]
["GATE VALVE","GV-017","KOD OUTLET PT","3/4\"",1,1,0,"SOV-3/4\"-300-RF-LF2-SS","GATE VALVE 3/4\" 300# RF LF2/SS","METALLUM / DYLAN","YES/MA","79865R4",14,"ORDERED","ORDERED","2024-10-18","2016-05-12","YES",null,null,"SHIPPED TO ENERGO ON 20/06/2016",null,null,null,null,"2024-07-26",false,false,"2024-06-26",false]
["GATE VALVE","GV-018","KOD PURGE","2\"",1,1,0,"SOV-2\"-300-RF-LCTS-SS","GATE VALVE 2\" 300# RF LCB/SS   ","METALLUM / DYLAN","YES/MA",79864,14,"ORDERED","ORDERED","2024-10-18","2016-05-12","YES",null,null,"SHIPPED TO ENERGO ON 20/06/2016",null,null,null,null,"2024-07-26",false,false,"2024-06-26",false]
["GATE VALVE","GV-020","KOD LT PURGE","1/2\"",1,1,0,"SOV-1/2\"-300-RF-SS-SS","GATE VALVE 1/2\" 300# RF F316/SS ","METALLUM / DYLAN","YES/MA",79864,14,"ORDERED","ORDERED","2024-10-18","2016-05-12","YES",null,null,"SHIPPED TO ENERGO ON 20/06/2016",null,null,null,null,"2024-07-26",false,false,"2024-06-26",false]
["GATE VALVE","GV-021","KOD LT DRAIN","1/2\"",1,1,0,"SOV-1/2\"-300-RF-SS-SS","GATE VALVE 1/2\" 300# RF F316/SS ","METALLUM / DYLAN","YES/MA",79864,14,"ORDERED","ORDERED","2024-10-18","2016-05-12","YES",null,null,"SHIPPED TO ENERGO ON 20/06/2016",null,null,null,null,"2024-07-26",false,false,"2024-06-26",false]
["GATE VALVE","GV-024","OIL EJECTOR TO SUCTION","3/4\"",1,1,0,"SOV-3/4\"-300-RF-LF2-SS","GATE VALVE 3/4\" 300# RF LF2/SS","METALLUM / DYLAN","YES/MA","79865R4",14,"ORDERED","ORDERED","2024-10-18","2016-05-12","YES",null,null,"SHIPPED TO ENERGO ON 20/06/2016",null,null,null,null,"2024-07-26",false,false,"2024-06-26",false]
["GATE VALVE","GV-025","COMPRESSOR SUCTION PG","3/4\"",1,1,0,"SOV-3/4\"-300-RF-LF2-SS","GATE VALVE 3/4\" 300# RF LF2/SS","METALLUM / DYLAN","YES/MA","79865R4",14,"ORDERED","ORDERED","2024-10-18","2016-05-12","YES",null,null,"SHIPPED TO ENERGO ON 20/06/2016",null,null,null,null,"2024-07-26",false,false,"2024-06-26",false]
["GATE VALVE","GV-100","SUCTION PT COMPRESSOR A","3/4\"",1,1,0,"SOV-3/4\"-300-RF-LF2-SS","GATE VALVE 3/4\" 300# RF LF2/SS","METALLUM / DYLAN","YES/MA","79865R4",14,"ORDERED","ORDERED","2024-10-18","2016-05-12","YES",null,null,"SHIPPED TO ENERGO ON 20/06/2016",null,null,null,null,"2024-07-26",false,false,"2024-06-26",false]
["GATE VALVE","GV-101","SUCTION PT COMPRESSOR B","3/4\"",1,1,{"$f":"E25-F25","v":0},"SOV-3/4\"-300-RF-LF2-SS","GATE VALVE 3/4\" 300# RF LF2/SS","METALLUM / DYLAN","YES/MA","79865R4",14,"ORDERED","ORDERED","2024-10-18","2016-05-12","YES",null,null,"SHIPPED TO ENERGO ON 20/06/2016",null,null,null,null,"2024-07-26",false,false,"2024-06-26",false]
["GATE VALVE","GV-102","COMPRESSOR A SUCTION PURGE","3/4\"",1,1,0,"SOV-3/4\"-300-RF-LF2-SS","GATE VALVE 3/4\" 300# RF LF2/SS","METALLUM / DYLAN","YES/MA","79865R4",14,"ORDERED","ORDERED","2024-10-18","2016-05-12","YES",null,null,"SHIPPED TO ENERGO ON 20/06/2016",null,null,null,null,"2024-07-26",false,false,"2024-06-26",false]
["GATE VALVE","GV-103","COMPRESSOR B SUCTION PURGE","3/4\"",1,1,0,"SOV-3/4\"-300-RF-LF2-SS","GATE VALVE 3/4\" 300# RF LF2/SS","METALLUM / DYLAN","YES/MA","79865R4",14,"ORDERED","ORDERED","2024-10-18","2016-05-12","YES",null,null,"SHIPPED TO ENERGO ON 20/06/2016",null,null,null,null,"2024-07-26",false,false,"2024-06-26",false]
["GATE VALVE","GV-104","COMPRESSOR B OIL RETURN CAPACITY CONTROL","3/4\"",1,1,0,"SOV-3/4\"-300-RF-LF2-SS","GATE VALVE 3/4\" 300# RF LF2/SS","METALLUM / DYLAN","YES/MA","79865R4",14,"ORDERED","ORDERED","2024-10-18","2016-05-12","YES",null,null,"SHIPPED TO ENERGO ON 20/06/2016",null,null,null,null,"2024-07-26",false,false,"2024-06-26",false]
["GATE VALVE","GV-105","COMPRESSOR A OIL RETURN CAPACITY CONTROL","3/4\"",1,1,0,"SOV-3/4\"-300-RF-LF2-SS","GATE VALVE 3/4\" 300# RF LF2/SS","METALLUM / DYLAN","YES/MA","79865R4",14,"ORDERED","ORDERED","2024-10-18","2016-05-12","YES",null,null,"SHIPPED TO ENERGO ON 20/06/2016",null,null,null,null,"2024-07-26",false,false,"2024-06-26",false]
["GATE VALVE","GV-108","COMPRESSORES DISCHARGE PT","3/4\"",1,1,0,"SOV-3/4\"-300-RF-LF2-SS","GATE VALVE 3/4\" 300# RF LF2/SS","METALLUM / DYLAN","YES/MA","79865R4",14,"ORDERED","ORDERED","2024-10-18","2016-05-12","YES",null,null,"SHIPPED TO ENERGO ON 20/06/2016",null,null,null,null,"2024-07-26",false,false,"2024-06-26",false]
["GATE VALVE","GV-109","COMPRESSOR A OIL HEADER PT","3/4\"",1,1,0,"SOV-3/4\"-300-RF-SS-SS","GATE VALVE 3/4\" 300# RF F316/SS","METALLUM / DYLAN","YES/MA","79865R4",14,"ORDERED","ORDERED","2024-10-18","2016-05-12","YES",null,null,"SHIPPED TO ENERGO ON 20/06/2016",null,null,null,null,"2024-07-26",false,false,"2024-06-26",false]
["GATE VALVE","GV-110","COMPRESSOR B OIL HEADER PT","3/4\"",1,1,0,"SOV-3/4\"-300-RF-SS-SS","GATE VALVE 3/4\" 300# RF F316/SS","METALLUM / DYLAN","YES/MA","79865R4",14,"ORDERED","ORDERED","2024-10-18","2016-05-12","YES",null,null,"SHIPPED TO ENERGO ON 20/06/2016",null,null,null,null,"2024-07-26",false,false,"2024-06-26",false]
["GATE VALVE","GV-111","COMPRESSOR A OIL TO CAPACITY CONTROL","3/4\"",1,1,0,"SOV-3/4\"-300-RF-SS-SS","GATE VALVE 3/4\" 300# RF F316/SS","METALLUM / DYLAN","YES/MA","79865R4",14,"ORDERED","ORDERED","2024-10-18","2016-05-12","YES",null,null,"SHIPPED TO ENERGO ON 20/06/2016",null,null,null,null,"2024-07-26",false,false,"2024-06-26",false]
["GATE VALVE","GV-112","OIL HEADER PIT-5210-P9","3/4\"",1,1,0,"SOV-3/4\"-300-RF-SS-SS","GATE VALVE 3/4\" 300# RF LF2/SS","METALLUM / DYLAN","YES/MA","79865R4",14,"ORDERED","ORDERED","2024-10-18","2016-05-12","YES",null,null,"SHIPPED TO ENERGO ON 20/06/2016",null,null,null,null,"2024-07-26",false,false,"2024-06-26",false]
["GATE VALVE","GV-116","OIL SEPARATOR DISCHARGE TO OIL EJECTOR","3/4\"",1,1,0,"SOV-3/4\"-300-RF-LF2-SS","GATE VALVE 3/4\" 300# RF LF2/SS","METALLUM / DYLAN","YES/MA","79865R4",14,"ORDERED","ORDERED","2024-10-18","2016-05-12","YES",null,null,"SHIPPED TO ENERGO ON 20/06/2016",null,null,null,null,"2024-07-26",false,false,"2024-06-26",false]
["GATE VALVE","GV-200","OIL SEPARATOR DISCHARGE","4\"",1,1,0,"SOV-4\"-300-RF-LCB-SS","GATE VALVE 4\" 300# RF LCB/SS   ","METALLUM / DYLAN","YES/MA","79866R4",14,"ORDERED","ORDERED","2024-10-18","2016-05-12","YES",null,null,"SHIPPED TO ENERGO ON 20/06/2016",null,null,null,null,"2024-07-26",false,false,"2024-06-26",false]
["GATE VALVE","GV-201","OIL RECOVERY 1ST STAGE","2\"",1,1,0,"SOV-2\"-300-RF-LTCS-SS-G","GATE VALVE 2\" 300# RF LCB/SS   ","METALLUM / DYLAN","YES/MA","79865R4",14,"ORDERED","ORDERED","2024-10-18","2016-05-12","YES",null,null,"SHIPPED TO ENERGO ON 20/06/2016",null,null,null,null,"2024-07-26",false,false,"2024-06-26",false]
["GATE VALVE","GV-202","OIL SEPARATOR 1ST STAGE DRAIN","2\"",1,1,0,"SOV-2\"-300-RF-LTCS-SS-G","GATE VALVE 2\" 300# RF LCB/SS   ","METALLUM / DYLAN","YES/MA","79865R4",14,"ORDERED","ORDERED","2024-10-18","2016-05-12","YES",null,null,"SHIPPED TO ENERGO ON 20/06/2016",null,null,null,null,"2024-07-26",false,false,"2024-06-26",false]
["GATE VALVE","GV-203","OIL SEPARATOR PIPING DRAIN","3/4\"",1,1,0,"SOV-3/4\"-300-RF-LF2-SS","GATE VALVE 3/4\" 300# RF LF2/SS","METALLUM / DYLAN","YES/MA","79865R4",14,"ORDERED","ORDERED","2024-10-18","2016-05-12","YES",null,null,"SHIPPED TO ENERGO ON 20/06/2016",null,null,null,null,"2024-07-26",false,false,"2024-06-26",false]
["GATE VALVE","GV-204","OIL SEPARATOR DRAIN","2\"",1,1,0,"SOV-2\"-300-RF-LTCS-SS-G","GATE VALVE 2\" 300# RF LCB/SS   ","METALLUM / DYLAN","YES/MA","79865R4",14,"ORDERED","ORDERED","2024-10-18","2016-05-12","YES",null,null,"SHIPPED TO ENERGO ON 20/06/2016",null,null,null,null,"2024-07-26",false,false,"2024-06-26",false]
["GATE VALVE","GV-205","OIL SEPARATOR PURGE","2\"",1,1,0,"SOV-2\"-300-RF-LTCS-SS-G","GATE VALVE 2\" 300# RF LCB/SS   ","METALLUM / DYLAN","YES/MA","79865R4",14,"ORDERED","ORDERED","2024-10-18","2016-05-12","YES",null,null,"SHIPPED TO ENERGO ON 20/06/2016",null,null,null,null,"2024-07-26",false,false,"2024-06-26",false]
["GATE VALVE","GV-206","OIL SEPARATOR LT PURGE","1/2\"",1,1,0,"SOV-1/2\"-300-RF-SS-SS","GATE VALVE 1/2\" 300# RF F316/SS ","METALLUM / DYLAN","YES/MA",79864,14,"ORDERED","ORDERED","2024-10-18","2016-05-12","YES",null,null,"SHIPPED TO ENERGO ON 20/06/2016",null,null,null,null,"2024-07-26",false,false,"2024-06-26",false]
["GATE VALVE","GV-207","OIL SEPARATOR LT DRAIN","1/2\"",1,1,0,"SOV-1/2\"-300-RF-SS-SS","GATE VALVE 1/2\" 300# RF F316/SS ","METALLUM / DYLAN","YES/MA",79864,14,"ORDERED","ORDERED","2024-10-18","2016-05-12","YES",null,null,"SHIPPED TO ENERGO ON 20/06/2016",null,null,null,null,"2024-07-26",false,false,"2024-06-26",false]
["GATE VALVE","GV-208","OIL SPEARATOR 1ST STAGE PT","2\"",1,1,0,"SOV-2\"-300-RF-LTCS-SS-G","GATE VALVE 2\" 300# RF LCB/SS   ","METALLUM / DYLAN","YES/MA","79865R4",14,"ORDERED","ORDERED","2024-10-18","2016-05-12","YES",null,null,"SHIPPED TO ENERGO ON 20/06/2016",null,null,null,null,"2024-07-26",false,false,"2024-06-26",false]
["GATE VALVE","GV-209","FROM DISCHARGE TO BYPASS KOD","3\"",1,1,0,"SOV-3\"-300-RF-LTCS-SS","GATE VALVE 3\" 300# RF LCB/SS   ","METALLUM / DYLAN","YES/MA","79865R4",14,"ORDERED","ORDERED","2024-10-18","2016-05-12","YES",null,null,"SHIPPED TO ENERGO ON 20/06/2016",null,null,null,null,"2024-07-26",false,false,"2024-06-26",{"$f":"IF((P45-Q45)<0, TRUE, IF(ISBLANK(Q45), \"BLANK\", FALSE))","v":false}]
["GATE VALVE","GV-210","OIL RECOVERY 2ND STAGE","2\"",1,1,0,"SOV-2\"-300-RF-LTCS-SS-G","GATE VALVE 2\" 300# RF LCB/SS   ","METALLUM / DYLAN","YES/MA","79865R4",14,{"$f":"IF(NOT(ISBLANK(L46)), \"ORDERED\", IF(ISBLANK(M46), \"???\", ($P46-$M46*7-TODAY())/7))","v":"ORDERED"},{"$f":"IF(NOT(ISBLANK(L46)), \"ORDERED\", IF(ISBLANK(M46), \"???\", ($P46-$M46*7)))","v":"ORDERED"},{"$f":"$Q$10-14","v":"2024-10-18"},"2016-05-12","YES",null,null,"SHIPPED TO ENERGO ON 20/06/2016",null,null,null,null,{"$f":"$Q$10-M46*7","v":"2024-07-26"},false,false,"2024-06-26",false]
["GATE VALVE","GV-211","OIL SEPARATOR DRAIN 2ND STAGE","2\"",1,1,0,"SOV-2\"-300-RF-LTCS-SS-G","GATE VALVE 2\" 300# RF LCB/SS   ","METALLUM / DYLAN","YES/MA","79865R4",14,"ORDERED","ORDERED","2024-10-18","2016-05-12","YES",null,null,"SHIPPED TO ENERGO ON 20/06/2016",null,null,null,null,"2024-07-26",false,false,"2024-06-26",false]
["GATE VALVE","GV-212","OIL SPEARATOR DISCHARGE PT","3/4\"",1,1,0,"SOV-3/4\"-300-RF-LF2-SS","GATE VALVE 3/4\" 300# RF LF2/SS","METALLUM / DYLAN","YES/MA","79865R4",14,"ORDERED","ORDERED","2024-10-18","2016-05-12","YES",null,null,"SHIPPED TO ENERGO ON 20/06/2016",null,null,null,null,"2024-07-26",false,false,"2024-06-26",false]
["GATE VALVE","GV-213","COMPRESSOR DISCHARGE PG","3/4\"",1,1,0,"SOV-3/4\"-300-RF-LF2-SS","GATE VALVE 3/4\" 300# RF LF2/SS","METALLUM / DYLAN","YES/MA","79865R4",14,"ORDERED","ORDERED","2024-10-18","2016-05-12","YES",null,null,"SHIPPED TO ENERGO ON 20/06/2016",null,null,null,null,"2024-07-26",false,false,"2024-06-26",false]
["GATE VALVE","GV-214","OIL SEPARATOR DISCHARGE","4\"",1,1,0,"SOV-4\"-300-RF-LCB-SS","GATE VALVE 4\" 300# RF LCB/SS   ","METALLUM / DYLAN","YES/MA","79866R4",14,"ORDERED","ORDERED","2024-10-18","2016-05-12","YES",null,null,"SHIPPED TO ENERGO ON 20/06/2016",null,null,null,null,"2024-07-26",false,false,"2024-06-26",false]
["GATE VALVE","GV-215","OIL SEPARATOR DISCHARGE PURGE","3/4\"",1,1,0,"SOV-3/4\"-300-RF-LF2-SS","GATE VALVE 3/4\" 300# RF LF2/SS","METALLUM / DYLAN","YES/MA","79865R4",14,"ORDERED","ORDERED","2024-10-18","2016-05-12","YES",null,null,"SHIPPED TO ENERGO ON 20/06/2016",null,null,null,null,"2024-07-26",false,false,"2024-06-26",false]
["GATE VALVE","GV-216","OIL SEPARATOR DISCHARGE PURGE","3/4\"",1,1,0,"SOV-3/4\"-300-RF-LF2-SS","GATE VALVE 3/4\" 300# RF LF2/SS","METALLUM / DYLAN","YES/MA","79865R4",14,"ORDERED","ORDERED","2024-10-18","2016-05-12","YES",null,null,"SHIPPED TO ENERGO ON 20/06/2016",null,null,null,null,"2024-07-26",false,false,"2024-06-26",false]
["GATE VALVE","GV-300","OIL COOLER SHELL SIDE PURGE","2\"",1,1,0,"SOV-2\"-300-RF-LTCS-SS-G","GATE VALVE 2\" 300# RF LCB/SS   ","METALLUM / DYLAN","YES/MA","79865R4",14,"ORDERED","ORDERED","2024-10-18","2016-05-12","YES",null,null,"SHIPPED TO ENERGO ON 20/06/2016",null,null,null,null,"2024-07-26",false,false,"2024-06-26",false]
["GATE VALVE","GV-301","OIL COOLER TUBE SIDE PURGE","2\"",1,1,0,"SOV-2\"-300-RF-LTCS-SS-G","GATE VALVE 2\" 300# RF LCB/SS   ","METALLUM / DYLAN","YES/MA","79865R4",14,"ORDERED","ORDERED","2024-10-18","2016-05-12","YES",null,null,"SHIPPED TO ENERGO ON 20/06/2016",null,null,null,null,"2024-07-26",false,false,"2024-06-26",false]
["GATE VALVE","GV-302","OIL COOLER REFRIGERANT PIPING DRAIN","3/4\"",1,1,0,"SOV-3/4\"-300-RF-LF2-SS","GATE VALVE 3/4\" 300# RF LF2/SS","METALLUM / DYLAN","YES/MA","79865R4",14,"ORDERED","ORDERED","2024-10-18","2016-05-12","YES",null,null,"SHIPPED TO ENERGO ON 20/06/2016",null,null,null,null,"2024-07-26",false,false,"2024-06-26",false]
["GATE VALVE","GV-303","OIL COOLER REFRIGERANT / OIL RECOVERY","2\"",1,1,0,"SOV-2\"-300-RF-LTCS-SS-G","GATE VALVE 2\" 300# RF LCB/SS   ","METALLUM / DYLAN","YES/MA","79865R4",14,"ORDERED","ORDERED","2024-10-18","2016-05-12","YES",null,null,"SHIPPED TO ENERGO ON 20/06/2016",null,null,null,null,"2024-07-26",false,false,"2024-06-26",false]
["GATE VALVE","GV-304","OIL COOLER SHELL SIDE DRAIN","2\"",1,1,0,"SOV-2\"-300-RF-LTCS-SS-G","GATE VALVE 2\" 300# RF LCB/SS   ","METALLUM / DYLAN","YES/MA","79865R4",14,"ORDERED","ORDERED","2024-10-18","2016-05-12","YES",null,null,"SHIPPED TO ENERGO ON 20/06/2016",null,null,null,null,"2024-07-26",false,false,"2024-06-26",false]
["GATE VALVE","GV-305","OIL PUMP A UPSTREAM DRAIN","3/4\"",1,1,0,"SOV-3/4\"-300-RF-LF2-SS","GATE VALVE 3/4\" 300# RF LF2/SS","METALLUM / DYLAN","YES/MA","79865R4",14,"ORDERED","ORDERED","2024-10-18","2016-05-12","YES",null,null,"SHIPPED TO ENERGO ON 20/06/2016",null,null,null,null,"2024-07-26",false,false,"2024-06-26",false]
["GATE VALVE","GV-306","OIL PUMP B UPSTREAM DRAIN","3/4\"",1,1,0,"SOV-3/4\"-300-RF-LF2-SS","GATE VALVE 3/4\" 300# RF LF2/SS","METALLUM / DYLAN","YES/MA","79865R4",14,"ORDERED","ORDERED","2024-10-18","2016-05-12","YES",null,null,"SHIPPED TO ENERGO ON 20/06/2016",null,null,null,null,"2024-07-26",false,false,"2024-06-26",false]
["GATE VALVE","GV-307","OIL FILTER B PURGE","2\"",1,1,0,"SOV-2\"-300-RF-LTCS-SS-G","GATE VALVE 2\" 300# RF LCB/SS   ","METALLUM / DYLAN","YES/MA","79865R4",14,"ORDERED","ORDERED","2024-10-18","2016-05-12","YES",null,null,"SHIPPED TO ENERGO ON 20/06/2016",null,null,null,null,"2024-07-26",false,false,"2024-06-26",false]
["GATE VALVE","GV-308","OIL FILTER B DRAIN","2\"",1,1,0,"SOV-2\"-300-RF-LTCS-SS-G","GATE VALVE 2\" 300# RF LCB/SS   ","METALLUM / DYLAN","YES/MA","79865R4",14,"ORDERED","ORDERED","2024-10-18","2016-05-12","YES",null,null,"SHIPPED TO ENERGO ON 20/06/2016",null,null,null,null,"2024-07-26",false,false,"2024-06-26",false]
["GATE VALVE","GV-309","OIL FILTER A PURGE","2\"",1,1,0,"SOV-2\"-300-RF-LTCS-SS-G","GATE VALVE 2\" 300# RF LCB/SS   ","METALLUM / DYLAN","YES/MA","79865R4",14,"ORDERED","ORDERED","2024-10-18","2016-05-12","YES",null,null,"SHIPPED TO ENERGO ON 20/06/2016",null,null,null,null,"2024-07-26",false,false,"2024-06-26",false]
["GATE VALVE","GV-310","OIL FILTER A DRAIN","2\"",1,1,0,"SOV-2\"-300-RF-LTCS-SS-G","GATE VALVE 2\" 300# RF LCB/SS   ","METALLUM / DYLAN","YES/MA","79865R4",14,"ORDERED","ORDERED","2024-10-18","2016-05-12","YES",null,null,"SHIPPED TO ENERGO ON 20/06/2016",null,null,null,null,"2024-07-26",false,false,"2024-06-26",false]
["GATE VALVE","GV-312","OIL FILTER UPSTREAM PT ","3/4\"",1,1,0,"SOV-3/4\"-300-RF-LF2-SS","GATE VALVE 3/4\" 300# RF LF2/SS","METALLUM / DYLAN","YES/MA","79865R4",14,"ORDERED","ORDERED","2024-10-18","2016-05-12","YES",null,null,"SHIPPED TO ENERGO ON 20/06/2016",null,null,null,null,"2024-07-26",false,false,"2024-06-26",false]
["GATE VALVE","GV-313","OIL PUMP A PG","3/4\"",1,1,0,"SOV-3/4\"-300-RF-LF2-SS","GATE VALVE 3/4\" 300# RF LF2/SS","METALLUM / DYLAN","YES/MA","79865R4",14,"ORDERED","ORDERED","2024-10-18","2016-05-12","YES",null,null,"SHIPPED TO ENERGO ON 20/06/2016",null,null,null,null,"2024-07-26",false,false,"2024-06-26",false]
["GATE VALVE","GV-314","OIL PUMP B PG","3/4\"",1,1,0,"SOV-3/4\"-300-RF-LF2-SS","GATE VALVE 3/4\" 300# RF LF2/SS","METALLUM / DYLAN","YES/MA","79865R4",14,"ORDERED","ORDERED","2024-10-18","2016-05-12","YES",null,null,"SHIPPED TO ENERGO ON 20/06/2016",null,null,null,null,"2024-07-26",false,false,"2024-06-26",false]
["GATE VALVE","GV-315","AIR SUPPLY TO PV-4000A","3/4\"",1,1,0,"SOV-3/4\"-150-RF-F316-SS","GATE VALVE 3/4\" 150# RF F316/SS","METALLUM / DYLAN","YES/MA","79865R4",14,"ORDERED","ORDERED","2024-10-18","2016-05-12","YES",null,null,"SHIPPED TO ENERGO ON 20/06/2016",null,null,null,null,"2024-07-26",false,false,"2024-06-26",false]
["GATE VALVE","GV-316","AIR SUPPLY TO XV-100","3/4\"",1,1,0,"SOV-3/4\"-150-RF-F316-SS","GATE VALVE 3/4\" 150# RF F316/SS","METALLUM / DYLAN","YES/MA","79865R4",14,"ORDERED","ORDERED","2024-10-18","2016-05-12","YES",null,null,"SHIPPED TO ENERGO ON 20/06/2016",null,null,null,null,"2024-07-26",false,false,"2024-06-26",false]
["GATE VALVE","GV-317","AIR SUPPLY TO XV-101","3/4\"",1,1,0,"SOV-3/4\"-150-RF-F316-SS","GATE VALVE 3/4\" 150# RF F316/SS","METALLUM / DYLAN","YES/MA","79865R4",14,"ORDERED","ORDERED","2024-10-18","2016-05-12","YES",null,null,"SHIPPED TO ENERGO ON 20/06/2016",null,null,null,null,"2024-07-26",false,false,"2024-06-26",false]
["GATE VALVE","GV-318","AIR SUPPLY TO XV-120","3/4\"",1,1,0,"SOV-3/4\"-150-RF-F316-SS","GATE VALVE 3/4\" 150# RF F316/SS","METALLUM / DYLAN","YES/MA","79865R4",14,"ORDERED","ORDERED","2024-10-18","2016-05-12","YES",null,null,"SHIPPED TO ENERGO ON 20/06/2016",null,null,null,null,"2024-07-26",false,false,"2024-06-26",false]
["GATE VALVE","GV-319","AIR SUPPLY TO XV-130","3/4\"",1,1,0,"SOV-3/4\"-150-RF-F316-SS","GATE VALVE 3/4\" 150# RF F316/SS","METALLUM / DYLAN","YES/MA","79865R4",14,"ORDERED","ORDERED","2024-10-18","2016-05-12","YES",null,null,"SHIPPED TO ENERGO ON 20/06/2016",null,null,null,null,"2024-07-26",false,false,"2024-06-26",false]
["GATE VALVE","GV-320","AIR SUPPLY TO XV-500","3/4\"",1,1,0,"SOV-3/4\"-150-RF-F316-SS","GATE VALVE 3/4\" 150# RF F316/SS","METALLUM / DYLAN","YES/MA","79865R4",14,"ORDERED","ORDERED","2024-10-18","2016-05-12","YES",null,null,"SHIPPED TO ENERGO ON 20/06/2016",null,null,null,null,"2024-07-26",false,false,"2024-06-26",false]
["GATE VALVE","GV-321","AIR SUPPLY TO LV-500","3/4\"",1,1,0,"SOV-3/4\"-150-RF-F316-SS","GATE VALVE 3/4\" 150# RF F316/SS","METALLUM / DYLAN","YES/MA","79865R4",14,"ORDERED","ORDERED","2024-10-18","2016-05-12","YES",null,null,"SHIPPED TO ENERGO ON 20/06/2016",null,null,null,null,"2024-07-26",false,false,"2024-06-26",false]
["GATE VALVE","GV-322","AIR HEADER SPARE ","3/4\"",1,1,0,"SOV-3/4\"-150-RF-F316-SS","GATE VALVE 3/4\" 150# RF F316/SS","METALLUM / DYLAN","YES/MA","79865R4",14,"ORDERED","ORDERED","2024-10-18","2016-05-12","YES",null,null,"SHIPPED TO ENERGO ON 20/06/2016",null,null,null,null,"2024-07-26",false,false,"2024-06-26",false]
["GATE VALVE","GV-323","AIR HEADER DRAIN","3/4\"",1,1,0,"SOV-3/4\"-150-RF-F316-SS","GATE VALVE 3/4\" 300# RF LF2/SS","METALLUM / DYLAN","YES/MA","79865R4",14,"ORDERED","ORDERED","2024-10-18","2016-05-12","YES",null,null,"SHIPPED TO ENERGO ON 20/06/2016",null,null,null,null,"2024-07-26",false,false,"2024-06-26",false]
["GATE VALVE","GV-404","CONDENSER HEADER PT","3/4\"",1,1,0,"SOV-3/4\"-300-RF-LF2-SS","GATE VALVE 3/4\" 300# RF LF2/SS","METALLUM / DYLAN","YES/MA","79865R4",14,"ORDERED","ORDERED","2024-10-18","2016-05-12","YES",null,null,"SHIPPED TO ENERGO ON 20/06/2016",null,null,null,null,"2024-07-26",false,false,"2024-06-26",false]
["GATE VALVE","GV-405","CONDENSER HEADER PG","3/4\"",1,1,0,"SOV-3/4\"-300-RF-LF2-SS","GATE VALVE 3/4\" 300# RF LF2/SS","METALLUM / DYLAN","YES/MA","79865R4",14,"ORDERED","ORDERED","2024-10-18","2016-05-12","YES",null,null,"SHIPPED TO ENERGO ON 20/06/2016",null,null,null,null,"2024-07-26",false,false,"2024-06-26",{"$f":"IF((P77-Q77)<0, TRUE, IF(ISBLANK(Q77), \"BLANK\", FALSE))","v":false}]
["GATE VALVE","GV-406","HEADER PURGE","3/4\"",1,1,0,"SOV-2\"-300-RF-LTCS-SS-G","GATE VALVE 2\" 300# RF LCB/SS   ","METALLUM / DYLAN","YES/MA","79865R4",14,{"$f":"IF(NOT(ISBLANK(L78)), \"ORDERED\", IF(ISBLANK(M78), \"???\", ($P78-$M78*7-TODAY())/7))","v":"ORDERED"},{"$f":"IF(NOT(ISBLANK(L78)), \"ORDERED\", IF(ISBLANK(M78), \"???\", ($P78-$M78*7)))","v":"ORDERED"},{"$f":"$Q$10-14","v":"2024-10-18"},"2016-05-12","YES",null,null,"SHIPPED TO ENERGO ON 20/06/2016",null,null,null,null,{"$f":"$Q$10-M78*7","v":"2024-07-26"},false,false,"2024-06-26",false]
["GATE VALVE","GV-409","LIQUID RECEIVER PG","2\"",1,1,{"$f":"E79-F79","v":0},"SOV-2\"-300-RF-LTCS-SS-G","GATE VALVE 2\" 300# RF LCB/SS   ","METALLUM / DYLAN","YES/MA","79865R4",14,"ORDERED","ORDERED","2024-10-18","2016-05-12","YES",null,null,"SHIPPED TO ENERGO ON 20/06/2016",null,null,null,null,"2024-07-26",{"$f":"AND(O79<(AC79+21),ISBLANK(L79))","v":false},{"$f":"AND(O79<AC79,ISBLANK(L79))","v":false},{"$f":"TODAY()","v":"2024-06-26"},false]
["GATE VALVE","GV-410","FROM CONDENSER TO LIQUID RECEIVER","8\"",1,1,0,"SOV-8\"-300-RF-LTCS-SS","GATE VALVE 8\" 300# RF LCB/SS   ","METALLUM / DYLAN","YES/MA","79866R4",14,"ORDERED","ORDERED","2024-10-18","2016-05-12","YES",null,null,"SHIPPED TO ENERGO ON 20/06/2016",null,null,null,null,"2024-07-26",false,false,"2024-06-26",false]
["GATE VALVE","GV-411","EQUALIZATION LINE 1 RECEIVER","2\"",1,1,0,"SOV-2\"-300-RF-LTCS-SS-G","GATE VALVE 2\" 300# RF LCB/SS   ","METALLUM / DYLAN","YES/MA","79865R4",14,"ORDERED","ORDERED","2024-10-18","2016-05-12","YES",null,null,"SHIPPED TO ENERGO ON 20/06/2016",null,null,null,null,{"$f":"$Q$10-M81*7","v":"2024-07-26"},{"$f":"AND(O81<(AC81+21),ISBLANK(L81))","v":false},{"$f":"AND(O81<AC81,ISBLANK(L81))","v":false},"2024-06-26",{"$f":"IF((P81-Q81)<0, TRUE, IF(ISBLANK(Q81), \"BLANK\", FALSE))","v":false}]
["GATE VALVE","GV-412","EQUALIZATION LINE 2 RECEIVER","2\"",1,1,0,"SOV-2\"-300-RF-LTCS-SS-G","GATE VALVE 2\" 300# RF LCB/SS   ","METALLUM / DYLAN","YES/MA","79865R4",14,"ORDERED","ORDERED","2024-10-18","2016-05-12","YES",null,null,"SHIPPED TO ENERGO ON 20/06/2016",null,null,null,null,"2024-07-26",false,false,"2024-06-26",false]
["GATE VALVE","GV-415","LIQUID RECEIVER DRAIN","2\"",1,1,0,"SOV-2\"-300-RF-LTCS-SS-G","GATE VALVE 4\" 300# RF LCB/SS","METALLUM / DYLAN","YES/MA","79865R4",14,"ORDERED","ORDERED","2024-10-18","2016-05-12","YES",null,null,"SHIPPED TO ENERGO ON 20/06/2016",null,null,null,null,"2024-07-26",false,false,"2024-06-26",false]
["GATE VALVE","GV-418","LIQUID RECEIVER TO ECO","8\"",1,1,0,"SOV-8\"-300-RF-LTCS-SS","GATE VALVE 8\" 300# RF LCB/SS ","METALLUM / DYLAN","YES/MA","79866R4",14,"ORDERED","ORDERED","2024-10-18","2016-05-12","YES",null,null,"SHIPPED TO ENERGO ON 20/06/2016",null,null,null,null,"2024-07-26",false,false,"2024-06-26",false]
["GATE VALVE","GV-420","FILTER DRYER PROPANE CHARGE","1\"",1,1,0,"SOV-1\"-300-RF-LTCS-SS-LB","GATE VALVE 1\" 300# RF LCB/SS EXT BONNET","METALLUM / DYLAN","YES/MA",79864,14,"ORDERED","ORDERED","2024-10-18","2016-05-12","YES",null,null,"SHIPPED TO ENERGO ON 20/06/2016",null,null,null,null,"2024-07-26",false,false,"2024-06-26",false]
["GATE VALVE","GV-421","FILTER DRYER OUTLET ","1\"",1,1,0,"SOV-1\"-300-RF-LTCS-SS-LB","GATE VALVE 1\" 300# RF LCB/SS EXT BONNET","METALLUM / DYLAN","YES/MA",79864,14,"ORDERED","ORDERED","2024-10-18","2016-05-12","YES",null,null,"SHIPPED TO ENERGO ON 20/06/2016",null,null,null,null,"2024-07-26",false,false,"2024-06-26",false]
["GATE VALVE","GV-422","FILTER DRYER PURGE","3/4\"",1,1,0,"SOV-3/4\"-300-RF-LF2-SS","GATE VALVE 3/4\" 300# RF LF2/SS","METALLUM / DYLAN","YES/MA","79865R4",14,"ORDERED","ORDERED","2024-10-18","2016-05-12","YES",null,null,"SHIPPED TO ENERGO ON 20/06/2016",null,null,null,null,"2024-07-26",false,false,"2024-06-26",false]
["GATE VALVE","GV-424","LIQUID RECEIVER LG PURGE","1/2\"",1,1,0,"SOV-1/2\"-300-RF-SS-SS","GATE VALVE 1/2\" 300# RF F316/SS ","METALLUM / DYLAN","YES/MA",79864,14,"ORDERED","ORDERED","2024-10-18","2016-05-12","YES",null,null,"SHIPPED TO ENERGO ON 20/06/2016",null,null,null,null,"2024-07-26",false,false,"2024-06-26",false]
["GATE VALVE","GV-425","LIQUID RECEIVER LG DRAIN","1/2\"",1,1,0,"SOV-1/2\"-300-RF-SS-SS","GATE VALVE 1/2\" 300# RF F316/SS   ","METALLUM / DYLAN","YES/MA",79864,14,"ORDERED","ORDERED","2024-10-18","2016-05-12","YES",null,null,"SHIPPED TO ENERGO ON 20/06/2016",null,null,null,null,"2024-07-26",false,false,"2024-06-26",false]
["GATE VALVE","GV-500","ECONOMIZER TUBE SIDE PURGE","2\"",1,1,0,"SOV-2\"-300-RF-LTCS-SS-G","GATE VALVE 2\" 300# RF LCB/SS   ","METALLUM / DYLAN","YES/MA","79865R4",14,"ORDERED","ORDERED","2024-10-18","2016-05-12","YES",null,null,"SHIPPED TO ENERGO ON 20/06/2016",null,null,null,null,"2024-07-26",false,false,"2024-06-26",false]
["GATE VALVE","GV-501","ECONOMIZER SHELL SIDE PURGE","2\"",1,1,0,"SOV-2\"-300-RF-LTCS-SS-G","GATE VALVE 2\" 300# RF LCB/SS   ","METALLUM / DYLAN","YES/MA","79865R4",14,"ORDERED","ORDERED","2024-10-18","2016-05-12","YES",null,null,"SHIPPED TO ENERGO ON 20/06/2016",null,null,null,null,"2024-07-26",false,false,"2024-06-26",false]
["GATE VALVE","GV-502","ECONOMIZER SHELL SIDE DRAIN","2\"",1,1,0,"SOV-2\"-300-RF-LTCS-SS-G","GATE VALVE 2\" 300# RF LCB/SS   ","METALLUM / DYLAN","YES/MA","79865R4",14,"ORDERED","ORDERED","2024-10-18","2016-05-12","YES",null,null,"SHIPPED TO ENERGO ON 20/06/2016",null,null,null,null,"2024-07-26",false,false,"2024-06-26",false]
["GATE VALVE","GV-503","ECONOMIZER TUBE SIDE DRAIN","2\"",1,1,0,"SOV-2\"-300-RF-LTCS-SS-G","GATE VALVE 2\" 300# RF LCB/SS   ","METALLUM / DYLAN","YES/MA","79865R4",14,"ORDERED","ORDERED","2024-10-18","2016-05-12","YES",null,null,"SHIPPED TO ENERGO ON 20/06/2016",null,null,null,null,"2024-07-26",false,false,"2024-06-26",false]
["GATE VALVE","GV-504","ECONOMIZER TO COMPRESSOR PT","3/4\"",1,1,0,"SOV-3/4\"-300-RF-LF2-SS","GATE VALVE 3/4\" 300# RF LF2/SS","METALLUM / DYLAN","YES/MA","79866R4",14,"ORDERED","ORDERED","2024-10-18","2016-05-12","YES",null,null,"SHIPPED TO ENERGO ON 20/06/2016",null,null,null,null,"2024-07-26",false,false,"2024-06-26",false]
["GATE VALVE","GV-506","UPSTREAM ECO EXPANSION VALVE","3\"",1,1,0,"SOV-3\"-300-RF-LTCS-SS","GATE VALVE 3\" 300# RF LCB/SS   ","METALLUM / DYLAN","YES/MA","79865R4",14,"ORDERED","ORDERED","2024-10-18","2016-05-12","YES",null,null,"SHIPPED TO ENERGO ON 20/06/2016",null,null,null,null,"2024-07-26",false,false,"2024-06-26",false]
["GATE VALVE","GV-507","DOWNSTREAM  ECO EXPANSION VALVE","4\"",1,1,0,"SOV-4\"-300-RF-LCB-SS","GATE VALVE 4\" 300# RF LCB/SS   ","METALLUM / DYLAN","YES/MA","79866R4",14,"ORDERED","ORDERED","2024-10-18","2016-05-12","YES",null,null,"SHIPPED TO ENERGO ON 20/06/2016",null,null,null,null,"2024-07-26",false,false,"2024-06-26",false]
["GATE VALVE","GV-508","UPSTREAM PURGE ECO EXPANSION VALVE","3/4\"",1,1,0,"SOV-3/4\"-300-RF-LF2-SS","GATE VALVE 3/4\" 300# RF LF2/SS","METALLUM / DYLAN","YES/MA","79865R4",14,"ORDERED","ORDERED","2024-10-18","2016-05-12","YES",null,null,"SHIPPED TO ENERGO ON 20/06/2016",null,null,null,null,"2024-07-26",false,false,"2024-06-26",false]
["GATE VALVE","GV-600","AIR CONDENSER PURGE BAY 1","2\"",1,1,0,"SOV-2\"-300-RF-LTCS-SS-G","GATE VALVE 2\" 300# RF LCB/SS   ","METALLUM / DYLAN","YES/MA","79865R4",14,"ORDERED","ORDERED","2024-10-18","2016-05-12","YES",null,null,"SHIPPED TO ENERGO ON 20/06/2016",null,null,null,null,"2024-07-26",false,false,"2024-06-26",false]
["GATE VALVE","GV-601","AIR CONDENSER PURGE BAY 2","2\"",1,1,0,"SOV-2\"-300-RF-LTCS-SS-G","GATE VALVE 2\" 300# RF LCB/SS   ","METALLUM / DYLAN","YES/MA","79865R4",14,"ORDERED","ORDERED","2024-10-18","2016-05-12","YES",null,null,"SHIPPED TO ENERGO ON 20/06/2016",null,null,null,null,"2024-07-26",false,false,"2024-06-26",false]
["GATE VALVE","GV-602","AIR CONDENSER DRAIN BAY 1","2\"",1,1,0,"SOV-2\"-300-RF-LTCS-SS-G","GATE VALVE 2\" 300# RF LCB/SS   ","METALLUM / DYLAN","YES/MA","79865R4",14,"ORDERED","ORDERED","2024-10-18","2016-05-12","YES",null,null,"SHIPPED TO ENERGO ON 20/06/2016",null,null,null,null,"2024-07-26",false,false,"2024-06-26",false]
["GATE VALVE","GV-603","AIR CONDENSER DRAIN BAY 2","2\"",1,1,0,"SOV-2\"-300-RF-LTCS-SS-G","GATE VALVE 2\" 300# RF LCB/SS   ","METALLUM / DYLAN","YES/MA","79865R4",14,"ORDERED","ORDERED","2024-10-18","2016-05-12","YES",null,null,"SHIPPED TO ENERGO ON 20/06/2016",null,null,null,null,"2024-07-26",false,false,"2024-06-26",false]
[null,null,"SPARE","3/4\"",1,1,0,"SOV-3/4\"-300-RF-LF2-SS","GATE VALVE 3/4\" 300# RF LF2/SS","METALLUM / DYLAN","YES/MA","79865R4",14,{"$f":"IF(NOT(ISBLANK(L102)), \"ORDERED\", IF(ISBLANK(M102), \"???\", ($P102-$M102*7-TODAY())/7))","v":"ORDERED"},{"$f":"IF(NOT(ISBLANK(L102)), \"ORDERED\", IF(ISBLANK(M102), \"???\", ($P102-$M102*7)))","v":"ORDERED"},"2024-10-18","2016-05-12","YES",null,null,"SHIPPED TO ENERGO ON 20/06/2016"]
[null,null,"SPARE","2\"",1,1,{"$f":"E103-F103","v":0},"SOV-3/4\"-300-RF-LF2-SS","GATE VALVE 3/4\" 300# RF LF2/SS","METALLUM / DYLAN","YES/MA","79865R5"]
["BALL VALVE","BV-001","KOD LT ","2\"",1,1,{"$f":"E104-F104","v":0},"SOV-2\"-300-RF-LCB-SS-LB","BALL VALVE 2\" 300# RF LCB/SS EXT","METALLUM / DYLAN","YES/MA","79864R1",14,{"$f":"IF(NOT(ISBLANK(L104)), \"ORDERED\", IF(ISBLANK(M104), \"???\", ($P104-$M104*7-TODAY())/7))","v":"ORDERED"},{"$f":"IF(NOT(ISBLANK(L104)), \"ORDERED\", IF(ISBLANK(M104), \"???\", ($P104-$M104*7)))","v":"ORDERED"},{"$f":"$Q$10-14","v":"2024-10-18"},"2016-05-12","YES",null,null,"SHIPPED TO ENERGO ON 20/06/2016",null,null,null,null,{"$f":"$Q$10-M104*7","v":"2024-07-26"},{"$f":"AND(O104<(AC104+21),ISBLANK(L104))","v":false},{"$f":"AND(O104<AC104,ISBLANK(L104))","v":false},{"$f":"TODAY()","v":"2024-06-26"},{"$f":"IF((P104-Q104)<0, TRUE, IF(ISBLANK(Q104), \"BLANK\", FALSE))","v":false}]
["BALL VALVE","BV-002","KOD LT ","2\"",1,1,0,"SOV-2\"-300-RF-LCB-SS-LB","BALL VALVE 2\" 300# RF LCB/SS EXT","METALLUM / DYLAN","YES/MA","79864R1",14,"ORDERED","ORDERED","2024-10-18","2016-05-12","YES",null,null,"SHIPPED TO ENERGO ON 20/06/2016",null,null,null,null,"2024-07-26",false,false,"2024-06-26",false]
["BALL VALVE","BV-003","KOD PURGE","2\"",1,1,0,"SOV-2\"-300-RF-LTCS-SS","BALL VALVE 2\" 300# RF LCB/SS","METALLUM / DYLAN","YES/MA","79864R1",14,"ORDERED","ORDERED","2024-10-18","2016-05-12","YES",null,null,"SHIPPED TO ENERGO ON 20/06/2016",null,null,null,null,"2024-07-26",false,false,"2024-06-26",false]
["BALL VALVE","BV-004","INLET BLOCK PSV-4010A","2\"",1,1,0,"SOV-2\"-300-RF-LTCS-SS","BALL VALVE 2\" 300# RF LCB/SS","METALLUM / DYLAN","YES/MA","79865R4",14,"ORDERED","ORDERED","2024-10-18","2016-05-12","YES",null,null,"SHIPPED TO ENERGO ON 20/06/2016",null,null,null,null,"2024-07-26",false,false,"2024-06-26",false]
["BALL VALVE","BV-005","OUTLET PURGE PSV-4010A","3/4\"",1,1,0,"SOV-3/4\"-150-RF-SS-SS","BALL VALVE 3/4\" 150# RF SS/SS","METALLUM / DYLAN","YES/MA","79865R4",14,"ORDERED","ORDERED","2024-10-18","2016-05-12","YES",null,null,"SHIPPED TO ENERGO ON 20/06/2016",null,null,null,null,"2024-07-26",false,false,"2024-06-26",false]
["BALL VALVE","BV-006","INLET PURGE PSV-4010A","3/4\"",1,1,0,"SOV-3/4\"-300-RF-LTCS-SS","BALL VALVE 3/4\" 300# RF LCB/SS","METALLUM / DYLAN","YES/MA","79865R4",14,"ORDERED","ORDERED","2024-10-18","2016-05-12","YES",null,null,"SHIPPED TO ENERGO ON 20/06/2016",null,null,null,null,"2024-07-26",false,false,"2024-06-26",false]
["BALL VALVE","BV-007","OUTLET BLOCK PSV-4010A","4\"",1,1,0,"SOV-4\"-150-RF-SS-SS","BALL VALVE 4\" 150# RF SS/SS","METALLUM / DYLAN","YES/MA","79865R4",14,"ORDERED","ORDERED","2024-10-18","2016-05-12","YES",null,null,"SHIPPED TO ENERGO ON 20/06/2016",null,null,null,null,"2024-07-26",false,false,"2024-06-26",false]
["BALL VALVE","BV-200","OIL SEPARATOR LT","2\"",1,1,0,"SOV-2\"-300-RF-LTCS-SS","BALL VALVE 2\" 300# RF LCB/SS","METALLUM / DYLAN","YES/MA","79865R4",14,"ORDERED","ORDERED","2024-10-18","2016-05-12","YES",null,null,"SHIPPED TO ENERGO ON 20/06/2016",null,null,null,null,"2024-07-26",false,false,"2024-06-26",false]
["BALL VALVE","BV-201","OIL SEPARATOR LT","2\"",1,1,0,"SOV-2\"-300-RF-LTCS-SS","BALL VALVE 2\" 300# RF LCB/SS","METALLUM / DYLAN","YES/MA","79865R4",14,"ORDERED","ORDERED","2024-10-18","2016-05-12","YES",null,null,"SHIPPED TO ENERGO ON 20/06/2016",null,null,null,null,"2024-07-26",false,false,"2024-06-26",false]
["BALL VALVE","BV-202","OIL SEPARATOR PUGE TO FLARE","2\"",1,1,0,"SOV-2\"-300-RF-LTCS-SS","BALL VALVE 2\" 300# RF LCB/SS","METALLUM / DYLAN","YES/MA","79865R4",14,"ORDERED","ORDERED","2024-10-18","2016-05-12","YES",null,null,"SHIPPED TO ENERGO ON 20/06/2016",null,null,null,null,"2024-07-26",false,false,"2024-06-26",false]
["BALL VALVE","BV-203","INLET BLOCK PSV-4220A","6\"",1,1,0,"SOV-6\"-300-RF-LCB-SS","BALL VALVE 6\" 300# RF LCB/SS","METALLUM / DYLAN","YES/MA","79866R4",14,"ORDERED","ORDERED","2024-10-18","2016-05-12","YES",null,null,"SHIPPED TO ENERGO ON 20/06/2016",null,null,null,null,"2024-07-26",false,false,"2024-06-26",false]
["BALL VALVE","BV-204","OUTLET BLOCK PSV-4220A","8\"",1,1,0,"SOV-8\"-150-RF-SS-SS","BALL VALVE 8\" 150# RF SS/SS","METALLUM / DYLAN","YES/MA","79866R4",14,"ORDERED","ORDERED","2024-10-18","2016-05-12","YES",null,null,"SHIPPED TO ENERGO ON 20/06/2016",null,null,null,null,"2024-07-26",false,false,"2024-06-26",false]
["BALL VALVE","BV-205","INLET PURGE PSV-4220A","3/4\"",1,1,0,"SOV-3/4\"-300-RF-LTCS-SS","BALL VALVE 3/4\" 300# RF LCB/SS","METALLUM / DYLAN","YES/MA","79865R4",14,"ORDERED","ORDERED","2024-10-18","2016-05-12","YES",null,null,"SHIPPED TO ENERGO ON 20/06/2016",null,null,null,null,"2024-07-26",false,false,"2024-06-26",false]
["BALL VALVE","BV-206","OUTLET PURGE PSV-4220A","3/4\"",1,1,0,"SOV-3/4\"-150-RF-SS-SS","BALL VALVE 3/4\" 150# RF SS/SS","METALLUM / DYLAN","YES/MA","79865R4",14,"ORDERED","ORDERED","2024-10-18","2016-05-12","YES",null,null,"SHIPPED TO ENERGO ON 20/06/2016",null,null,null,null,"2024-07-26",false,false,"2024-06-26",false]
["BALL VALVE","BV-300","UPSTREAM OIL PUMP A","4\"",1,1,0,"SOV-4\"-300-RF-LTCS-SS","BALL VALVE 4\" 300# RF LCB/SS","METALLUM / DYLAN","YES/MA","79866R4",14,"ORDERED","ORDERED","2024-10-18","2016-05-12","YES",null,null,"SHIPPED TO ENERGO ON 20/06/2016",null,null,null,null,"2024-07-26",false,false,"2024-06-26",false]
["BALL VALVE","BV-301","DOWNSTREAM OIL PUMP A","4\"",1,1,0,"SOV-4\"-300-RF-LTCS-SS","BALL VALVE 4\" 300# RF LCB/SS","METALLUM / DYLAN","YES/MA","79866R4",14,"ORDERED","ORDERED","2024-10-18","2016-05-12","YES",null,null,"SHIPPED TO ENERGO ON 20/06/2016",null,null,null,null,"2024-07-26",false,false,"2024-06-26",false]
["BALL VALVE","BV-302","UPSTREAM OIL PUMP B","4\"",1,1,0,"SOV-4\"-300-RF-LTCS-SS","BALL VALVE 4\" 300# RF LCB/SS","METALLUM / DYLAN","YES/MA","79866R4",14,"ORDERED","ORDERED","2024-10-18","2016-05-12","YES",null,null,"SHIPPED TO ENERGO ON 20/06/2016",null,null,null,null,"2024-07-26",false,false,"2024-06-26",false]
["BALL VALVE","BV-303","DOWNSTREAM OIL PUMP B","4\"",1,1,0,"SOV-4\"-300-RF-LTCS-SS","BALL VALVE 4\" 300# RF LCB/SS","METALLUM / DYLAN","YES/MA","79866R4",14,"ORDERED","ORDERED","2024-10-18","2016-05-12","YES",null,null,"SHIPPED TO ENERGO ON 20/06/2016",null,null,null,null,"2024-07-26",false,false,"2024-06-26",false]
["BALL VALVE","BV-305","REFRIGERANT FROM PRIORATY TANK TO OIL COOLER","4\"",1,1,0,"SOV-4\"-300-RF-LTCS-SS-LB","BALL VALVE 4\" 300# RF LCB/SS EXT","VALVES.CO","YES/MA","79865R4 / 82222",14,"ORDERED","ORDERED","2024-10-18",null,"YES",null,null,"ORDERED AGAIN WITH PO82222/ DELIVERY AT ME 04/07/ SHIPPED TO ENERGO PACKING LIST 2",null,null,null,null,"2024-07-26",false,false,"2024-06-26","BLANK"]
["BALL VALVE","BV-306","OIL COOLER PURGE TO FLARE","2\"",1,1,0,"SOV-2\"-300-RF-LTCS-SS","BALL VALVE 2\" 300# RF LCB/SS","METALLUM / DYLAN","YES/MA","79865R4",14,"ORDERED","ORDERED","2024-10-18","2016-05-12","YES",null,null,"SHIPPED TO ENERGO ON 20/06/2016",null,null,null,null,"2024-07-26",false,false,"2024-06-26",false]
["BALL VALVE","BV-307","INLET BLOCK PSV-4360A","2\"",1,1,0,"SOV-2\"-300-RF-LTCS-SS","BALL VALVE 2\" 300# RF LCB/SS","METALLUM / DYLAN","YES/MA","79865R4",14,"ORDERED","ORDERED","2024-10-18","2016-05-12","YES",null,null,"SHIPPED TO ENERGO ON 20/06/2016",null,null,null,null,"2024-07-26",false,false,"2024-06-26",false]
["BALL VALVE","BV-308","OUTLET BLOCK PSV-4360A","4\"",1,1,0,"SOV-4\"-150-RF-SS-SS","BALL VALVE 4\" 150# RF SS/SS","METALLUM / DYLAN","YES/MA","79865R4",14,"ORDERED","ORDERED","2024-10-18","2016-05-12","YES",null,null,"SHIPPED TO ENERGO ON 20/06/2016",null,null,null,null,"2024-07-26",false,false,"2024-06-26",false]
["BALL VALVE","BV-309","INLET PURGE PSV-4360A","3/4\"",1,1,0,"SOV-3/4\"-300-RF-LTCS-SS","BALL VALVE 3/4\" 300# RF LCB/SS","METALLUM / DYLAN","YES/MA","79865R4",14,"ORDERED","ORDERED","2024-10-18","2016-05-12","YES",null,null,"SHIPPED TO ENERGO ON 20/06/2016",null,null,null,null,"2024-07-26",false,false,"2024-06-26",false]
["BALL VALVE","BV-310","OUTLET PURGE PSV-4360A","3/4\"",1,1,0,"SOV-3/4\"-150-RF-SS-SS","BALL VALVE 3/4\" 150# RF SS/SS","METALLUM / DYLAN","YES/MA","79865R4",14,"ORDERED","ORDERED","2024-10-18","2016-05-12","YES",null,null,"SHIPPED TO ENERGO ON 20/06/2016",null,null,null,null,"2024-07-26",false,false,"2024-06-26",false]
["BALL VALVE","BV-400","LIQUID RECEIVER LT","2\"",1,1,0,"SOV-2\"-300-RF-LTCS-SS-LB","BALL VALVE 2\" 300# RF LB LTCS/SS EXT","METALLUM / DYLAN","YES/MA","79865R4",14,"ORDERED","ORDERED","2024-10-18","2016-05-12","YES",null,null,"SHIPPED TO ENERGO ON 20/06/2016",null,null,null,null,"2024-07-26",false,false,"2024-06-26",false]
["BALL VALVE","BV-401","LIQUID RECEIVER LT","2\"",1,1,0,"SOV-2\"-300-RF-LTCS-SS-LB","BALL VALVE 2\" 300# RF LB LTCS/SS EXT","METALLUM / DYLAN","YES/MA","79865R4",14,"ORDERED","ORDERED","2024-10-18","2016-05-12","YES",null,null,"SHIPPED TO ENERGO ON 20/06/2016",null,null,null,null,"2024-07-26",false,false,"2024-06-26",false]
["BALL VALVE","BV-402","CONDENSER HEADER TO PURGE TO FLARE","2\"",1,1,0,"SOV-2\"-300-RF-LTCS-SS","BALL VALVE 2\" 300# RF LCB/SS","METALLUM / DYLAN","YES/MA","79865R4",14,"ORDERED","ORDERED","2024-10-18","2016-05-12","YES",null,null,"SHIPPED TO ENERGO ON 20/06/2016",null,null,null,null,"2024-07-26",false,false,"2024-06-26",false]
["BALL VALVE","BV-403","RECEIVER PURGE TO FLARE","2\"",1,1,0,"SOV-2\"-300-RF-LTCS-SS","BALL VALVE 2\" 300# RF LCB/SS","METALLUM / DYLAN","YES/MA","79865R4",14,"ORDERED","ORDERED","2024-10-18","2016-05-12","YES",null,null,"SHIPPED TO ENERGO ON 20/06/2016",null,null,null,null,"2024-07-26",false,false,"2024-06-26",false]
["BALL VALVE","BV-404","INLET BLOCK PSV-4420A","6\"",1,1,0,"SOV-6\"-300-RF-LCB-SS","BALL VALVE 6\" 300# RF LCB/SS","METALLUM / DYLAN","YES/MA","79866R4",14,"ORDERED","ORDERED","2024-10-18","2016-05-12","YES",null,null,"SHIPPED TO ENERGO ON 20/06/2016",null,null,null,null,"2024-07-26",false,false,"2024-06-26",false]
["BALL VALVE","BV-405","OUTLET BLOCK PSV-4420A","8\"",1,1,0,"SOV-8\"-150-RF-SS-SS","BALL VALVE 8\" 150# RF SS/SS","METALLUM / DYLAN","YES/MA","79866R4",14,"ORDERED","ORDERED","2024-10-18","2016-05-12","YES",null,null,"SHIPPED TO ENERGO ON 20/06/2016",null,null,null,null,"2024-07-26",false,false,"2024-06-26",false]
["BALL VALVE","BV-406","INLET BLOCK PSV-4440A","4\"",1,1,0,"SOV-4\"-300-RF-LTCS-SS","BALL VALVE 4\" 300# RF LCB/SS","METALLUM / DYLAN","YES/MA","79866R4",14,"ORDERED","ORDERED","2024-10-18","2016-05-12","YES",null,null,"SHIPPED TO ENERGO ON 20/06/2016",null,null,null,null,"2024-07-26",false,false,"2024-06-26",false]
["BALL VALVE","BV-407","OUTLET BLOCK PSV-4440A","4\"",1,1,0,"SOV-4\"-150-RF-SS-SS","BALL VALVE 4\" 150# RF SS/SS","METALLUM / DYLAN","YES/MA","79865R4",14,"ORDERED","ORDERED","2024-10-18","2016-05-12","YES",null,null,"SHIPPED TO ENERGO ON 20/06/2016",null,null,null,null,"2024-07-26",false,false,"2024-06-26",false]
["BALL VALVE","BV-408","INLET PURGE PSV-4420A","3/4\"",1,1,0,"SOV-3/4\"-300-RF-LTCS-SS","BALL VALVE 3/4\" 300# RF LCB/SS","METALLUM / DYLAN","YES/MA","79865R4",14,"ORDERED","ORDERED","2024-10-18","2016-05-12","YES",null,null,"SHIPPED TO ENERGO ON 20/06/2016",null,null,null,null,"2024-07-26",false,false,"2024-06-26",false]
["BALL VALVE","BV-409","OUTLET PURGE PSV-4420A","3/4\"",1,1,0,"SOV-3/4\"-150-RF-SS-SS","BALL VALVE 3/4\" 150# RF SS/SS","METALLUM / DYLAN","YES/MA","79865R4",14,"ORDERED","ORDERED","2024-10-18","2016-05-12","YES",null,null,"SHIPPED TO ENERGO ON 20/06/2016",null,null,null,null,"2024-07-26",false,false,"2024-06-26",false]
["BALL VALVE","BV-410","INLET PURGE PSV-4440A","3/4\"",1,1,0,"SOV-3/4\"-300-RF-LTCS-SS","BALL VALVE 3/4\" 300# RF LCB/SS","METALLUM / DYLAN","YES/MA","79865R4",14,"ORDERED","ORDERED","2024-10-18","2016-05-12","YES",null,null,"SHIPPED TO ENERGO ON 20/06/2016",null,null,null,null,"2024-07-26",false,false,"2024-06-26",false]
["BALL VALVE","BV-411","OUTLET PURGE PSV-4440A","3/4\"",1,1,0,"SOV-3/4\"-150-RF-SS-SS","BALL VALVE 3/4\" 150# RF SS/SS","METALLUM / DYLAN","YES/MA","79865R4",14,"ORDERED","ORDERED","2024-10-18","2016-05-12","YES",null,null,"SHIPPED TO ENERGO ON 20/06/2016",null,null,null,null,"2024-07-26",false,false,"2024-06-26",false]
["BALL VALVE","BV-500","ECO SHELL SIDE PURGE TO FLARE","2\"",1,1,0,"SOV-2\"-300-RF-LTCS-SS","BALL VALVE 2\" 300# RF LCB/SS","METALLUM / DYLAN","YES/MA","79865R4",14,"ORDERED","ORDERED","2024-10-18","2016-05-12","YES",null,null,"SHIPPED TO ENERGO ON 20/06/2016",null,null,null,null,"2024-07-26",false,false,"2024-06-26",false]
["BALL VALVE","BV-501","ECO TUBE SIDE PURGE TO FLARE","2\"",1,1,0,"SOV-2\"-300-RF-LTCS-SS","BALL VALVE 2\" 300# RF LCB/SS","METALLUM / DYLAN","YES/MA","79865R4",14,"ORDERED","ORDERED","2024-10-18","2016-05-12","YES",null,null,"SHIPPED TO ENERGO ON 20/06/2016",null,null,null,null,"2024-07-26",false,false,"2024-06-26",false]
["BALL VALVE","BV-502","INLET BLOCK PSV-4455A","4\"",1,1,0,"SOV-4\"-300-RF-LTCS-SS","BALL VALVE 4\" 300# RF LCB/SS","METALLUM / DYLAN","YES/MA","79866R4",14,"ORDERED","ORDERED","2024-10-18","2016-05-12","YES",null,null,"SHIPPED TO ENERGO ON 20/06/2016",null,null,null,null,"2024-07-26",false,false,"2024-06-26",false]
["BALL VALVE","BV-503","OUTLET BLOCK PSV-4455A","4\"",1,1,0,"SOV-4\"-150-RF-SS-SS","BALL VALVE 4\" 150# RF SS/SS","METALLUM / DYLAN","YES/MA","79865R6",14,"ORDERED","ORDERED","2024-10-18","2016-05-12","YES",null,null,"SHIPPED TO ENERGO ON 20/06/2016",null,null,null,null,"2024-07-26",false,false,"2024-06-26",false]
["BALL VALVE","BV-504","INLET PURGE PSV-4455A","3/4\"",1,1,0,"SOV-3/4\"-300-RF-LTCS-SS","BALL VALVE 3/4\" 300# RF LCB/SS","METALLUM / DYLAN","YES/MA","79865R6",14,"ORDERED","ORDERED","2024-10-18","2016-05-12","YES",null,null,"SHIPPED TO ENERGO ON 20/06/2016",null,null,null,null,"2024-07-26",false,false,"2024-06-26",{"$f":"IF((P144-Q144)<0, TRUE, IF(ISBLANK(Q144), \"BLANK\", FALSE))","v":false}]
["BALL VALVE","BV-505","OUTLET PURGE PSV-4455A","3/4\"",1,1,0,"SOV-3/4\"-150-RF-SS-SS","BALL VALVE 3/4\" 150# RF SS/SS","METALLUM / DYLAN","YES/MA","79865R6",14,"ORDERED","ORDERED","2024-10-18","2016-05-12","YES",null,null,"SHIPPED TO ENERGO ON 20/06/2016",null,null,null,null,"2024-07-26",false,false,"2024-06-26",false]
["BALL VALVE","BV-506","INLET BLOCK PSV-4450A","6\"",1,1,0,"SOV-6\"-300-RF-LCB-SS","BALL VALVE 6\" 300# RF LCB/SS","METALLUM / DYLAN","YES/MA","79865R6",14,"ORDERED","ORDERED","2024-10-18","2016-05-12","YES",null,null,"SHIPPED TO ENERGO ON 20/06/2016",null,null,null,null,"2024-07-26",false,false,"2024-06-26",false]
["BALL VALVE","BV-507","OUTLET BLOCK PSV-4450A","6\"",1,1,0,"SOV-6\"-150-RF-SS-SS","BALL VALVE6\" 150# RF SS/SS","METALLUM / DYLAN","YES/MA","79865R6",14,"ORDERED","ORDERED","2024-10-18","2016-05-12","YES",null,null,"SHIPPED TO ENERGO ON 20/06/2016",null,null,null,null,"2024-07-26",false,false,"2024-06-26",false]
["BALL VALVE","BV-508","INLET PURGE PSV-4450A","3/4\"",1,1,0,"SOV-3/4\"-300-RF-LTCS-SS","BALL VALVE 3/4\" 300# RF LCB/SS","METALLUM / DYLAN","YES/MA","79865R6",14,"ORDERED","ORDERED","2024-10-18","2016-05-12","YES",null,null,"SHIPPED TO ENERGO ON 20/06/2016",null,null,null,null,"2024-07-26",false,false,"2024-06-26",false]
["BALL VALVE","BV-509","OUTLET PURGE PSV-4450A","3/4\"",1,1,0,"SOV-3/4\"-150-RF-SS-SS","BALL VALVE 3/4\" 150# RF SS/SS","METALLUM / DYLAN","YES/MA","79865R6",14,"ORDERED","ORDERED","2024-10-18","2016-05-12","YES",null,null,"SHIPPED TO ENERGO ON 20/06/2016",null,null,null,null,"2024-07-26",false,false,"2024-06-26",false]
["BALL VALVE",null,"SPARE","3/4\"",1,1,0,"SOV-3/4\"-300-RF-LTCS-SS","BALL VALVE 3/4\" 300# RF LCB/SS","METALLUM / DYLAN","YES/MA","79865R6",14,"ORDERED","ORDERED","2024-10-18","2016-05-12","YES",null,null,"SHIPPED TO ENERGO ON 20/06/2016"]
["BALL VALVE",null,"SPARE","3/4\"",1,1,0,"SOV-3/4\"-300-RF-LTCS-SS","BALL VALVE 3/4\" 300# RF LCB/SS","METALLUM / DYLAN","YES/MA","79866R1"]
["DUO CHECK","CHV-100","SUCTION COMPRESSOR A","14\"",1,1,{"$f":"E152-F152","v":0},"CHV-14\"-300LBS-SO72522","14\"/8\" DUAL PLATE CHECK VALVE 300\" WAFER ","RITAG","YES/MA",79794,9,{"$f":"IF(NOT(ISBLANK(L152)), \"ORDERED\", IF(ISBLANK(M152), \"???\", ($P152-$M152*7-TODAY())/7))","v":"ORDERED"},{"$f":"IF(NOT(ISBLANK(L152)), \"ORDERED\", IF(ISBLANK(M152), \"???\", ($P152-$M152*7)))","v":"ORDERED"},{"$f":"$Q$10-14","v":"2024-10-18"},"2016-04-14","YES",null,null,"SHIPPED TO ENERGO PACKING LIST 1",null,null,null,null,{"$f":"$Q$10-M152*7","v":"2024-08-30"},{"$f":"AND(O152<(AC152+21),ISBLANK(L152))","v":false},{"$f":"AND(O152<AC152,ISBLANK(L152))","v":false},{"$f":"TODAY()","v":"2024-06-26"},{"$f":"IF((P152-Q152)<0, TRUE, IF(ISBLANK(Q152), \"BLANK\", FALSE))","v":false}]
["DUO CHECK","CHV-101","SUCTION COMPRESSOR B","14\"",1,1,0,"CHV-14\"-300LBS-SO72522","14\"/8\" DUAL PLATE CHECK VALVE 300\" WAFER ","RITAG","YES/MA",79794,9,"ORDERED","ORDERED","2024-10-18","2016-04-14","YES",null,null,"SHIPPED TO ENERGO PACKING LIST 1",null,null,null,null,"2024-08-30",false,false,"2024-06-26",false]
["DUO CHECK","CHV-102","COMPRESSOR A DISCHARGE","8\"",1,1,0,"CHV-8\"-300LBS-SO72522","8\" DUAL PLATE CHECK VALVE 300\" WAFER ","RITAG","YES/MA",79794,9,"ORDERED","ORDERED","2024-10-18","2016-04-14","YES",null,null,"SHIPPED TO ENERGO PACKING LIST 1",null,null,null,null,"2024-08-30",false,false,"2024-06-26",false]
["DUO CHECK","CHV-103","COMPRESSOR B DISCHARGE","8\"",1,1,0,"CHV-8\"-300LBS-SO72522","8\" DUAL PLATE CHECK VALVE 300\" WAFER ","RITAG","YES/MA",79794,9,"ORDERED","ORDERED","2024-10-18","2016-04-14","YES",null,null,"SHIPPED TO ENERGO PACKING LIST 1",null,null,null,null,"2024-08-30",false,false,"2024-06-26",false]
["CHECK VALVE","CHV-104","COMPRESSOR A OIL INJECTION","1.1/2\"",1,1,0,"CHV-1.1/2\"-300#-RF-SS-SS","CHECK VLV SWING 1.1/2\" 300LBS F316/SS","METALLUM / DYLAN","YES/MA",79860,14,"ORDERED","ORDERED","2024-10-18","2016-05-12","YES",null,null,"SHIPPED TO ENERGO ON 20/06/2016",null,null,null,null,"2024-07-26",{"$f":"AND(O156<(AC156+21),ISBLANK(L156))","v":false},{"$f":"AND(O156<AC156,ISBLANK(L156))","v":false},{"$f":"TODAY()","v":"2024-06-26"},{"$f":"IF((P156-Q156)<0, TRUE, IF(ISBLANK(Q156), \"BLANK\", FALSE))","v":false}]
["CHECK VALVE","CHV-105","COMPRESSOR B OIL INJECTION","1.1/2\"",1,1,0,"CHV-1.1/2\"-300#-RF-SS-SS","CHECK VLV SWING 1.1/2\" 300LBS F316/SS","METALLUM / DYLAN","YES/MA",79860,14,"ORDERED","ORDERED","2024-10-18","2016-05-12","YES",null,null,"SHIPPED TO ENERGO ON 20/06/2016",null,null,null,null,"2024-07-26",false,false,"2024-06-26",false]
["CHECK VALVE","CHV-106","COMPRESSOR A LOAD CAPACITY CONTROL","1/2\"",1,1,0,"CHV-SS-8CPA2-50","SWAGELOK RVS 316 CHECK VALVE 1/2\" NPT F","BFST","YES/MB",81695,8,"ORDERED","ORDERED","2024-10-18","2016-07-07","YES",null,null,"DELIVERED TO ME/WILL BE SHIPPED TO CKD PACKING LIST 2",null,null,null,null,"2024-09-06",false,false,"2024-06-26",false]
["CHECK VALVE","CHV-107","COMPRESSOR A UNLOAD CAPACITY CONTROL","1/2\"",1,1,0,"CHV-SS-8C4-10","SWAGELOK RVS 316 CHECK VALVE 8C 1/2\" NPT F","BFST","YES/MB",81695,8,"ORDERED","ORDERED","2024-10-18","2016-07-07","YES",null,null,"DELIVERED TO ME/WILL BE SHIPPED TO CKD PACKING LIST 2",null,null,null,null,"2024-09-06",false,false,"2024-06-26",false]
["CHECK VALVE","CHV-108","COMPRESSOR B LOAD CAPACITY CONTROL","1/2\"",1,1,0,"CHV-SS-8CPA2-50","SWAGELOK RVS 316 CHECK VALVE 1/2\" NPT F","BFST","YES/MB",81695,8,"ORDERED","ORDERED","2024-10-18","2016-07-07","YES",null,null,"DELIVERED TO ME/WILL BE SHIPPED TO CKD PACKING LIST 2",null,null,null,null,"2024-09-06",false,false,"2024-06-26",false]
["CHECK VALVE","CHV-109","COMPRESSOR B UNLOAD CAPACITY CONTROL","1/2\"",1,1,0,"CHV-SS-8C4-10","SWAGELOK RVS 316 CHECK VALVE 8C 1/2\" NPT F","BFST","YES/MB",81695,8,"ORDERED","ORDERED","2024-10-18","2016-07-07","YES",null,null,"DELIVERED TO ME/WILL BE SHIPPED TO CKD PACKING LIST 2",null,null,null,null,"2024-09-06",false,false,"2024-06-26",false]
["DUO CHECK","CHV-110","ECO TO COMPRESSOR A","6\"",1,1,0,"CHV-6\"-300LBS-CS-SO72522","6\" DUAL PLATE CHECK VALVE 300\" WAFER CS ","RITAG","YES/MA",79794,9,"ORDERED","ORDERED","2024-10-18","2016-04-14","YES",null,null,"SHIPPED TO ENERGO PACKING LIST 1",null,null,null,null,"2024-08-30",false,false,"2024-06-26",false]
["DUO CHECK","CHV-111","ECO TO COMPRESSOR B","6\"",1,1,0,"CHV-6\"-300LBS-CS-SO72522","6\" DUAL PLATE CHECK VALVE 300\" WAFER CS ","RITAG","YES/MA",79794,9,"ORDERED","ORDERED","2024-10-18","2016-04-14","YES",null,null,"SHIPPED TO ENERGO PACKING LIST 1",null,null,null,null,"2024-08-30",false,false,"2024-06-26",false]
["DUO CHECK","CHV-300","DOWNSTREAM OIL PUMP A","4\"",1,1,0,"CHV-4\"-300LBS-LTCS-SS","4\" DUAL PLATE CHECK VALVE 300\" WAFER LCB/SS","METALLUM / DYLAN","YES/MA",79860,14,"ORDERED","ORDERED","2024-10-18","2016-05-12","YES",null,null,"SHIPPED TO ENERGO ON 20/06/2016",null,null,null,null,"2024-07-26",false,false,"2024-06-26",false]
["DUO CHECK","CHV-301","DOWNSTREAM OIL PUMP B","4\"",1,1,0,"CHV-4\"-300LBS-LTCS-SS","4\" DUAL PLATE CHECK VALVE 300\" WAFER LCB/SS","METALLUM / DYLAN","YES/MA",79860,14,"ORDERED","ORDERED","2024-10-18","2016-05-12","YES",null,null,"SHIPPED TO ENERGO ON 20/06/2016",null,null,null,null,"2024-07-26",false,false,"2024-06-26",false]
["CHECK VALVE","CHV-400","INLET FILTER DRYER CHARGE","1\"",1,1,0,"CHV-1\"-300#-RF-LTCS-SS","CHECK VLV SWING 1\" 300LBS LF2/SS","METALLUM / DYLAN","YES/MA",79860,14,"ORDERED","ORDERED","2024-10-18","2016-05-12","YES",null,null,"SHIPPED TO ENERGO ON 20/06/2016",null,null,null,null,"2024-07-26",{"$f":"AND(O166<(AC166+21),ISBLANK(L166))","v":false},{"$f":"AND(O166<AC166,ISBLANK(L166))","v":false},"2024-06-26",{"$f":"IF((P166-Q166)<0, TRUE, IF(ISBLANK(Q166), \"BLANK\", FALSE))","v":false}]
["DUO CHECK","CHV-401","OIL SEPARATOR DISCHARGE TO HEADER","4\"",1,1,0,"CHV-4\"-300LBS-CS-SO72522","4\" DUAL PLATE CHECK VALVE 300\" WAFER CS","RITAG","YES/MA",79794,9,"ORDERED","ORDERED","2024-10-18","2016-04-14","YES",null,null,"SHIPPED TO ENERGO PACKING LIST 1",null,null,null,null,"2024-08-30",false,false,"2024-06-26",false]
["DUO CHECK","CHV-402","OIL SEPARATOR DISCHARGE TO HEADER","4\"",1,1,0,"CHV-4\"-300LBS-CS-SO72522","4\" DUAL PLATE CHECK VALVE 300\" WAFER CS","RITAG","YES/MA",79794,9,"ORDERED","ORDERED","2024-10-18","2016-04-14","YES",null,null,"SHIPPED TO ENERGO PACKING LIST 1",null,null,null,null,"2024-08-30",false,false,"2024-06-26",false]
["GLOBE","GLV-001","KOD PURGE TANK TO FLARE","2\"",1,1,0,"SOV-2\"-150#RF-LTCS-GLV","GLOBE VLV 2\" 150LBS RF LCB / SS","METALLUM / DYLAN","YES/MA",79864,14,"ORDERED","ORDERED","2024-10-18","2016-05-12","YES",null,null,"SHIPPED TO ENERGO ON 20/06/2016",null,null,null,null,"2024-07-26",false,false,"2024-06-26",false]
["GLOBE","GLV-100","COMPRESSOR A OIL INJECTION","1.1/2\"",1,1,0,"SOV-1.1/2\"-300#-SS-GLV","GLOBE VLV 1.1/2\" 300LBS RF F316 / SS","METALLUM / DYLAN","YES/MA",79864,14,"ORDERED","ORDERED","2024-10-18","2016-05-12","YES",null,null,"SHIPPED TO ENERGO ON 20/06/2016",null,null,null,null,"2024-07-26",false,false,"2024-06-26",false]
["GLOBE","GLV-101","COMPRESSOR B OIL INJECTION","1.1/2\"",1,1,0,"SOV-1.1/2\"-300#-SS-GLV","GLOBE VLV 1.1/2\" 300LBS RF F316 / SS","METALLUM / DYLAN","YES/MA",79864,14,"ORDERED","ORDERED","2024-10-18","2016-05-12","YES",null,null,"SHIPPED TO ENERGO ON 20/06/2016",null,null,null,null,"2024-07-26",false,false,"2024-06-26",false]
["GLOBE","GLV-200","PURGE OIL SEPARATOR TO FLARE","2\"",1,1,0,"SOV-2\"-150#RF-LTCS-GLV","GLOBE VLV 2\" 150LBS RF LCB / SS","METALLUM / DYLAN","YES/MA",79864,14,"ORDERED","ORDERED","2024-10-18","2016-05-12","YES",null,null,"SHIPPED TO ENERGO ON 20/06/2016",null,null,null,null,"2024-07-26",false,false,"2024-06-26",false]
["GLOBE","GLV-300","OIL COOLER TUBE SIDE PURGE TO FLARE","2\"",1,1,0,"SOV-2\"-150#RF-LTCS-GLV","GLOBE VLV 2\" 150LBS RF LCB / SS","METALLUM / DYLAN","YES/MA",79864,14,"ORDERED","ORDERED","2024-10-18","2016-05-12","YES",null,null,"SHIPPED TO ENERGO ON 20/06/2016",null,null,null,null,"2024-07-26",false,false,"2024-06-26",false]
["GLOBE","GLV-301","REFRIGERANT RETURN OIL COOLER TO CONDENSER HEADER","4\"",1,1,0,"SOV-4\"-300#RF-LTCS-GLV","GLOBE VLV 4\" 300LBS RF LCB / SS","METALLUM / DYLAN","YES/MA","79866R4",14,"ORDERED","ORDERED","2024-10-18","2016-05-12","YES",null,null,"SHIPPED TO ENERGO ON 20/06/2016",null,null,null,null,"2024-07-26",false,false,"2024-06-26",false]
["GLOBE","GLV-400","AIR CONDENSER HEADER PURGE TO FLARE","2\"",1,1,0,"SOV-2\"-150#RF-LTCS-GLV","GLOBE VLV 2\" 150LBS RF LCB / SS","METALLUM / DYLAN","YES/MA",79864,14,"ORDERED","ORDERED","2024-10-18","2016-05-12","YES",null,null,"SHIPPED TO ENERGO ON 20/06/2016",null,null,null,null,"2024-07-26",false,false,"2024-06-26",false]
["GLOBE","GLV-401","RECEIVER PURGE TO FLARE","2\"",1,1,0,"SOV-2\"-150#RF-LTCS-GLV","GLOBE VLV 2\" 150LBS RF LCB / SS","METALLUM / DYLAN","YES/MA",79864,14,"ORDERED","ORDERED","2024-10-18","2016-05-12","YES",null,null,"SHIPPED TO ENERGO ON 20/06/2016",null,null,null,null,"2024-07-26",false,false,"2024-06-26",false]
["GLOBE","GLV-402","LIQUID RECEIVER DOWNSTREAM EQUALIZER","2\"",1,1,0,"SOV-2\"-300#RF-LTCS-GLV","GLOBE VLV 2\" 300LBS RF LCB / SS","METALLUM / DYLAN","YES/MA",79864,14,"ORDERED","ORDERED","2024-10-18","2016-05-12","YES",null,null,"SHIPPED TO ENERGO ON 20/06/2016",null,null,null,null,"2024-07-26",false,false,"2024-06-26",false]
["GLOBE","GLV-500","BYPASS ECO EXPANSION VALVE","2\"",1,1,0,"SOV-2\"-300#RF-LTCS-GLV","GLOBE VLV 2\" 300LBS RF LCB / SS","METALLUM / DYLAN","YES/MA",79864,14,"ORDERED","ORDERED","2024-10-18","2016-05-12","YES",null,null,"SHIPPED TO ENERGO ON 20/06/2016",null,null,null,null,"2024-07-26",false,false,"2024-06-26",false]
["GLOBE","GLV-501","ECO SHELL SIDE PURGE TO FLARE","2\"",1,1,0,"SOV-2\"-150#RF-LTCS-GLV","GLOBE VLV 2\" 150LBS RF LCB / SS","METALLUM / DYLAN","YES/MA",79864,14,"ORDERED","ORDERED","2024-10-18","2016-05-12","YES",null,null,"SHIPPED TO ENERGO ON 20/06/2016",null,null,null,null,"2024-07-26",false,false,"2024-06-26",false]
["GLOBE","GLV-502","ECO TUBE SIDE PURGE TO FLARE","2\"",1,1,0,"SOV-2\"-150#RF-LTCS-GLV","GLOBE VLV 2\" 150LBS RF LCB / SS","METALLUM / DYLAN","YES/MA",79864,14,"ORDERED","ORDERED","2024-10-18","2016-05-12","YES",null,null,"SHIPPED TO ENERGO ON 20/06/2016",null,null,null,null,"2024-07-26",false,false,"2024-06-26",false]
[]
["BUTTERFLY","BTV-002","KOD TO COMPRESSOR A","12\"",1,1,{"$f":"E182-F182","v":0},"SOV-12\"-300-RF-BTV-LTCS","BUTTERFLY VALVE 12\" 300# RF LCC/SS ","METALLUM / DYLAN","YES/MA",79864,14,{"$f":"IF(NOT(ISBLANK(L182)), \"ORDERED\", IF(ISBLANK(M182), \"???\", ($P182-$M182*7-TODAY())/7))","v":"ORDERED"},{"$f":"IF(NOT(ISBLANK(L182)), \"ORDERED\", IF(ISBLANK(M182), \"???\", ($P182-$M182*7)))","v":"ORDERED"},{"$f":"$Q$10-14","v":"2024-10-18"},"2016-05-12","YES",null,null,"SHIPPED TO ENERGO ON 20/06/2018",null,null,null,null,{"$f":"$Q$10-M182*7","v":"2024-07-26"},false,false,"2024-06-26",false]
["BUTTERFLY","BTV-003","KOD TO COMPRESSOR B","12\"",1,1,{"$f":"E183-F183","v":0},"SOV-12\"-300-RF-BTV-LTCS","BUTTERFLY VALVE 12\" 300# RF LCC/SS ","METALLUM / DYLAN","YES/MA",79864,14,"ORDERED","ORDERED","2024-10-18","2016-05-12","YES",null,null,"SHIPPED TO ENERGO ON 20/06/2019",null,null,null,null,"2024-07-26",false,false,"2024-06-26",false]
["NEEDLE","NV-001","FROM COMP. DISCHARGE TO OIL EJECTOR","1/2\"",1,1,{"$f":"E184-F184","v":0},"NDV-1/2\"NPTF-SS","NEEDLE VALVE 1/2\" NPTF-STAINLESS STEEL","BFST","YES/MB",81695,8,"ORDERED","ORDERED","2024-10-18","2016-07-07","YES",null,null,"Direct delivery to ME/ shipped to CKD PACKING LIST 2",null,null,null,null,"2024-09-06",false,false,"2024-06-26",false]
["NEEDLE","NV-002","KOD OIL EJECTOR DRAIN SYSTEM","1/2\"",1,1,{"$f":"E185-F185","v":0},"NDV-1/2\"NPTF-SS","NEEDLE VALVE 1/2\" NPTF-STAINLESS STEEL","BFST","YES/MB",81695,8,"ORDERED","ORDERED","2024-10-18","2016-07-07","YES",null,null,"Direct delivery to ME/ shipped to CKD PACKING LIST 2",null,null,null,null,"2024-09-06",false,false,"2024-06-26",false]
["NEEDLE","NV-003","FROM OIL EJECTOR TO DRAIN COLLECTOR","1/2\"",1,1,0,"NDV-1/2\"NPTF-SS","NEEDLE VALVE 1/2\" NPTF-STAINLESS STEEL","BFST","YES/MB",81695,8,"ORDERED","ORDERED","2024-10-18","2016-07-07","YES",null,null,"Direct delivery to ME/ shipped to CKD PACKING LIST 2",null,null,null,null,"2024-09-06",false,false,"2024-06-26",false]
["NEEDLE","NV-004","FROM OIL EJECTOR TO SUCTION","1/2\"",1,1,0,"NDV-1/2\"NPTF-SS","NEEDLE VALVE 1/2\" NPTF-STAINLESS STEEL","BFST","YES/MB",81695,8,"ORDERED","ORDERED","2024-10-18","2016-07-07","YES",null,null,"Direct delivery to ME/ shipped to CKD PACKING LIST 2",null,null,null,null,"2024-09-06",false,false,"2024-06-26",false]
["NEEDLE","NV-100","COMPRESSOR A LOAD CAPACITY CONTROL","1/2\"",1,1,0,"NDV-1/2\"NPTF-SS","NEEDLE VALVE 1/2\" NPTF-STAINLESS STEEL","BFST","YES/MB",81695,8,"ORDERED","ORDERED","2024-10-18","2016-07-07","YES",null,null,"Direct delivery to ME/ shipped to CKD PACKING LIST 2",null,null,null,null,"2024-09-06",false,false,"2024-06-26",false]
["NEEDLE","NV-101","COMPRESSOR A UNLOAD CAPACITY CONTROL","1/2\"",1,1,0,"NDV-1/2\"NPTF-SS","NEEDLE VALVE 1/2\" NPTF-STAINLESS STEEL","BFST","YES/MB",81695,8,"ORDERED","ORDERED","2024-10-18","2016-07-07","YES",null,null,"Direct delivery to ME/ shipped to CKD PACKING LIST 2",null,null,null,null,"2024-09-06",false,false,"2024-06-26",false]
["NEEDLE","NV-102","COMPRESSOR B UNLOAD CAPACITY CONTROL","1/2\"",1,1,0,"NDV-1/2\"NPTF-SS","NEEDLE VALVE 1/2\" NPTF-STAINLESS STEEL","BFST","YES/MB",81695,8,"ORDERED","ORDERED","2024-10-18","2016-07-07","YES",null,null,"Direct delivery to ME/ shipped to CKD PACKING LIST 2",null,null,null,null,"2024-09-06",false,false,"2024-06-26",false]
["NEEDLE","NV-103","COMPRESSOR B LOAD CAPACITY CONTROL","1/2\"",1,1,0,"NDV-1/2\"NPTF-SS","NEEDLE VALVE 1/2\" NPTF-STAINLESS STEEL","BFST","YES/MB",81695,8,"ORDERED","ORDERED","2024-10-18","2016-07-07","YES",null,null,"Direct delivery to ME/ shipped to CKD PACKING LIST 2",null,null,null,null,"2024-09-06",false,false,"2024-06-26",false]
["NEEDLE","NV-200","OIL SEPARATOR 1ST STAGE RECOVERY","1/2\"",1,1,0,"NDV-1/2\"NPTF-SS","NEEDLE VALVE 1/2\" NPTF-STAINLESS STEEL","BFST","YES/MB",81695,8,"ORDERED","ORDERED","2024-10-18","2016-07-07","YES",null,null,"Direct delivery to ME/ shipped to CKD PACKING LIST 2",null,null,null,null,"2024-09-06",false,false,"2024-06-26",false]
["NEEDLE","NV-201","OIL SEPARATOR 2ND STAGE RECOVERY","1/2\"",1,1,0,"NDV-1/2\"NPTF-SS","NEEDLE VALVE 1/2\" NPTF-STAINLESS STEEL","BFST","YES/MB",81695,8,"ORDERED","ORDERED","2024-10-18","2016-07-07","YES",null,null,"Direct delivery to ME/ shipped to CKD PACKING LIST 2",null,null,null,null,"2024-09-06",false,false,"2024-06-26",false]
["NEEDLE","NV-300","OIL COOLER DRAIN TO SUCTION","1/2\"",1,1,0,"NDV-1/2\"NPTF-SS","NEEDLE VALVE 1/2\" NPTF-STAINLESS STEEL","BFST","YES/MB",81695,8,"ORDERED","ORDERED","2024-10-18","2016-07-07","YES",null,null,"Direct delivery to ME/ shipped to CKD PACKING LIST 2",null,null,null,null,"2024-09-06",false,false,"2024-06-26",false]
["NEEDLE","NV-800","CHILLER  TO DRAIN COLLECTOR","1/2\"",1,1,0,"NDV-1/2\"NPTF-SS","NEEDLE VALVE 1/2\" NPTF-STAINLESS STEEL","BFST","YES/MB",81695,8,"ORDERED","ORDERED","2024-10-18","2016-07-07","YES",null,null,"Direct delivery to ME/ shipped to CKD PACKING LIST 2",null,null,null,null,"2024-09-06",false,false,"2024-06-26",false]
["STRAINER","ST-001","KOD TO EJECTOR","1/2\"",1,1,{"$f":"E196-F196","v":0},"FIL-SS-8TF2-90","SWAGELOK TEE FIL 90MICRON 1/2NPT-M PTFE","BFST","YES/MB",81695,8,"ORDERED","ORDERED","2024-10-18","2016-07-07","YES",null,null,"Direct delivery to ME/ shipped to CKD PACKING LIST 2",null,null,null,null,"2024-09-06",false,false,"2024-06-26",false]
["STRAINER","ST-002","DISCHARGE TO EJECTOR","1/2\"",1,1,{"$f":"E197-F197","v":0},"FIL-SS-8TF2-90","SWAGELOK TEE FIL 90MICRON 1/2NPT-M PTFE","BFST","YES/MB",81695,8,"ORDERED","ORDERED","2024-10-18","2016-07-07","YES",null,null,"Direct delivery to ME/ shipped to CKD PACKING LIST 2",null,null,null,null,"2024-09-06",false,false,"2024-06-26",false]
["STRAINER","ST-100","ECO TO COMPRESSOR A","6\"",1,1,0,"FIL-6\"-300#-150U-LTCS-SS","YSTRAINER 6\" 300# RF 150MICRON LCB ELEMENT","METALLUM / DYLAN","YES/MA",79863,14,"ORDERED","ORDERED","2024-10-18","2016-05-12","YES",null,null,"SHIPPED TO ENERGO ON 20/06/2016",null,null,null,null,"2024-07-26",false,false,"2024-06-26",false]
["STRAINER","ST-101","ECO TO COMPRESSOR B","6\"",1,1,0,"FIL-6\"-300#-150U-LTCS-SS","YSTRAINER 6\" 300# RF 150MICRON LCB ELEMENT","METALLUM / DYLAN","YES/MA",79863,14,"ORDERED","ORDERED","2024-10-18","2016-05-12","YES",null,null,"SHIPPED TO ENERGO ON 20/06/2017",null,null,null,null,"2024-07-26",false,false,"2024-06-26",false]
["STRAINER","ST-200","OIL SEPARATOR 1ST STAGE RECOVERY","1/2\"+D200:U200",1,1,0,"FIL-SS-8TF2-90","SWAGELOK TEE FIL 90MICRON 1/2NPT-M PTFE","BFST","YES/MB",81695,10,"ORDERED","ORDERED","2024-10-18","2016-07-07","YES",null,null,"Direct delivery to ME/ shipped to CKD PACKING LIST 2",null,null,null,null,"2024-08-23",false,false,"2024-06-26",false]
["STRAINER","ST-201","OIL SEPARATOR 2ND STAGE RECOVERY","1/2\"",1,1,0,"FIL-SS-8TF2-90","SWAGELOK TEE FIL 90MICRON 1/2NPT-M PTFE","BFST","YES/MB",81695,10,"ORDERED","ORDERED","2024-10-18","2016-07-07","YES",null,null,"Direct delivery to ME/ shipped to CKD PACKING LIST 2",null,null,null,null,"2024-08-23",false,false,"2024-06-26",false]
["STRAINER","ST-300","UPSTREAM OIL PUMP A","4\"",1,1,0,"FIL-4\"-300#-150U-LTCS-SS","YSTRAINER 4\" 300# RF 150MICRON LCB / SS","METALLUM / DYLAN","YES/MA",79863,14,"ORDERED","ORDERED","2024-10-18","2016-05-12","YES",null,null,"SHIPPED TO ENERGO ON 20/06/2016",null,null,null,null,"2024-07-26",false,false,"2024-06-26",false]
["STRAINER","ST-301","UPSTREAM OIL PUMP B","4\"",1,1,0,"FIL-4\"-300#-150U-LTCS-SS","YSTRAINER 4\" 300# RF 150MICRON LCB / SS","METALLUM / DYLAN","YES/MA",79863,14,"ORDERED","ORDERED","2024-10-18","2016-05-12","YES",null,null,"SHIPPED TO ENERGO ON 20/06/2017",null,null,null,null,"2024-07-26",false,false,"2024-06-26",false]
["STRAINER","ST-500","UPSTREAM ECO EXPANSION VALVE","3\"",1,1,0,"FIL-3\"-300#-150U-LTCS-SS","YSTRAINER 3\" 300# RF 150MICRON LCB / SS","METALLUM / DYLAN","YES/MA",79863,14,"ORDERED","ORDERED","2024-10-18","2016-05-12","YES",null,null,"SHIPPED TO ENERGO ON 20/06/2018",null,null,null,null,"2024-07-26",false,false,"2024-06-26",false]
[null,null,"SPARE","1/2\"",1,1,{"$f":"E205-F205","v":0},"FIL-SS-8TF2-90","SWAGELOK TEE FIL 90MICRON 1/2NPT-M PTFE","BFST","YES/MB",81695,8,{"$f":"IF(NOT(ISBLANK(L205)), \"ORDERED\", IF(ISBLANK(M205), \"???\", ($P205-$M205*7-TODAY())/7))","v":"ORDERED"},{"$f":"IF(NOT(ISBLANK(L205)), \"ORDERED\", IF(ISBLANK(M205), \"???\", ($P205-$M205*7)))","v":"ORDERED"},"2024-10-18","2016-07-07","YES",null,null,"Direct delivery to ME/ shipped to CKD PACKING LIST 2",null,null,null,null,"2024-09-06",false,false,"2024-06-26",false]
["SOLENOID","SOV-4005A","Solenoid valve for drain KOD to Ejector","3/8\"",1,1,{"$f":"E206-F206","v":0},"SLV-ME-24DC-EXDT4-30B-316 ","SOL VLV 24VDC COIL WPET M12 DP 30BAR SS","ASCO","YES/MA",80294,10,"ORDERED","ORDERED","2024-10-18","2016-05-04","YES",null,null,"direct delivery to CTN / SHIPPED TO ME / WILL BE SHIPPED TO ENERGO",null,null,null,null,"2024-08-23",false,false,"2024-06-26",false]
["SOLENOID","SOV-4006A","Solenoide valve from Discharge to Ejector  ","3/8\"",1,1,{"$f":"E207-F207","v":0},"SLV-ME-24DC-EXDT4-30B-316 ","SOL VLV 24VDC COIL WPET M12 DP 30BAR SS","ASCO","YES/MA",80294,10,"ORDERED","ORDERED","2024-10-18","2016-05-04","YES",null,null,"direct delivery to CTN / SHIPPED TO ME / WILL BE SHIPPED TO ENERGO",null,null,null,null,"2024-08-23",false,false,"2024-06-26",false]
["SOLENOID","SOV-4007","???","3/8\"",1,1,0,"SLV-ME-24DC-EXDT4-30B-316 ","SOL VLV 24VDC COIL WPET M12 DP 30BAR SS","ASCO","YES/MA",80294,10,"ORDERED","ORDERED","2024-10-18","2016-05-04","YES",null,null,"direct delivery to CTN / SHIPPED TO ME / WILL BE SHIPPED TO ENERGO",null,null,null,null,"2024-08-23",false,false,"2024-06-26",false]
["SOLENOID","SOV-4100A ","LOAD CONTROL CAPACITY COMPRESSOR A","3/8\"",1,1,0,"SLV-ME-24DC-EXDT4-30B-316 ","SOL VLV 24VDC COIL WPET M12 DP 30BAR SS","ASCO","YES/MA",80294,10,"ORDERED","ORDERED","2024-10-18","2016-05-04","YES",null,null,"direct delivery to CTN / SHIPPED TO ME / WILL BE SHIPPED TO ENERGO",null,null,null,null,"2024-08-23",false,false,"2024-06-26",false]
["SOLENOID","SOV-4100B","UNLOAD CONTROL CAPACITY COMPRESSOR A","3/8\"",1,1,0,"SLV-ME-24DC-EXDT4-30B-316 ","SOL VLV 24VDC COIL WPET M12 DP 30BAR SS","ASCO","YES/MA",80294,10,"ORDERED","ORDERED","2024-10-18","2016-05-04","YES",null,null,"direct delivery to CTN / SHIPPED TO ME / WILL BE SHIPPED TO ENERGO",null,null,null,null,"2024-08-23",false,false,"2024-06-26",false]
["SOLENOID","SOV-4100C ","LOAD CONTROL CAPACITY COMPRESSOR A","3/8\"",1,1,0,"SLV-ME-24DC-EXDT4-30B-316 ","SOL VLV 24VDC COIL WPET M12 DP 30BAR SS","ASCO","YES/MA",80294,10,"ORDERED","ORDERED","2024-10-18","2016-05-04","YES",null,null,"direct delivery to CTN / SHIPPED TO ME / WILL BE SHIPPED TO ENERGO",null,null,null,null,"2024-08-23",false,false,"2024-06-26",false]
["SOLENOID","SOV-4100D ","UNLOAD CONTROL CAPACITY COMPRESSOR A","3/8\"",1,1,0,"SLV-ME-24DC-EXDT4-30B-316 ","SOL VLV 24VDC COIL WPET M12 DP 30BAR SS","ASCO","YES/MA",80294,10,"ORDERED","ORDERED","2024-10-18","2016-05-04","YES",null,null,"direct delivery to CTN / SHIPPED TO ME / WILL BE SHIPPED TO ENERGO",null,null,null,null,"2024-08-23",false,false,"2024-06-26",false]
["SOLENOID","SOV-4150A","LOAD CONTROL CAPACITY COMPRESSOR B","3/8\"",1,1,0,"SLV-ME-24DC-EXDT4-30B-316 ","SOL VLV 24VDC COIL WPET M12 DP 30BAR SS","ASCO","YES/MA",80294,10,"ORDERED","ORDERED","2024-10-18","2016-05-04","YES",null,null,"direct delivery to CTN / SHIPPED TO ME / WILL BE SHIPPED TO ENERGO",null,null,null,null,"2024-08-23",false,false,"2024-06-26",false]
["SOLENOID","SOV-4150B","UNLOAD CONTROL CAPACITY COMPRESSOR B","3/8\"",1,1,0,"SLV-ME-24DC-EXDT4-30B-316 ","SOL VLV 24VDC COIL WPET M12 DP 30BAR SS","ASCO","YES/MA",80294,10,{"$f":"IF(NOT(ISBLANK(L214)), \"ORDERED\", IF(ISBLANK(M214), \"???\", ($P214-$M214*7-TODAY())/7))","v":"ORDERED"},{"$f":"IF(NOT(ISBLANK(L214)), \"ORDERED\", IF(ISBLANK(M214), \"???\", ($P214-$M214*7)))","v":"ORDERED"},{"$f":"$Q$10-14","v":"2024-10-18"},"2016-05-04","YES",null,null,"direct delivery to CTN / SHIPPED TO ME / WILL BE SHIPPED TO ENERGO",null,null,null,null,"2024-08-23",false,false,"2024-06-26",false]
["SOLENOID","SOV-4150C","LOAD CONTROL CAPACITY COMPRESSOR B","3/8\"",1,1,0,"SLV-ME-24DC-EXDT4-30B-316 ","SOL VLV 24VDC COIL WPET M12 DP 30BAR SS","ASCO","YES/MA",80294,10,"ORDERED","ORDERED","2024-10-18","2016-05-04","YES",null,null,"direct delivery to CTN / SHIPPED TO ME / WILL BE SHIPPED TO ENERGO",null,null,null,null,"2024-08-23",false,false,"2024-06-26",false]
["SOLENOID","SOV-4150D","UNLOAD CONTROL CAPACITY COMPRESSOR B","3/8\"",1,1,0,"SLV-ME-24DC-EXDT4-30B-316 ","SOL VLV 24VDC COIL WPET M12 DP 30BAR SS","ASCO","YES/MA",80294,10,"ORDERED","ORDERED","2024-10-18","2016-05-04","YES",null,null,"direct delivery to CTN / SHIPPED TO ME / WILL BE SHIPPED TO ENERGO",null,null,null,null,"2024-08-23",false,false,"2024-06-26",false]
["SOLENOID","SOV-4455A ","AIR TO SUPPLY SHUT OFF VALVE ECO TO COMP.A","1/4\"",1,1,0,"SLV-ME-24VDC-NFET-5/2NC-BRASS","SOL VLV 24VDC COIL NFET NAMUR 5/2NC SS BODY","MRC","YES/MA",80293,10,"ORDERED","ORDERED","2024-10-18","2016-05-26","YES","YES","OK","SHIPPED TO ENERGO ON 17/05",null,null,null,null,"2024-08-23",false,false,"2024-06-26",false]
["SOLENOID","SOV-4455B","AIR TO SUPPLY SHUT OFF VALVE ECO TO COMP.B","1/4\"",1,1,0,"SLV-ME-24VDC-NFET-5/2NC-BRASS","SOL VLV 24VDC COIL NFET NAMUR 5/2NC SS BODY","MRC","YES/MA",80293,10,"ORDERED","ORDERED","2024-10-18","2016-05-26","YES","YES","OK","SHIPPED TO ENERGO ON 17/05",null,null,null,null,"2024-08-23",false,false,"2024-06-26",false]
["SOLENOID","SOV-4110A","AIR TO SUPPLY SHUT OFF VALVE OIL HEADER TO COMP.A","1/4\"",1,1,0,"SLV-ME-24VDC-NFET-5/2NC-BRASS","SOL VLV 24VDC COIL NFET NAMUR 5/2NC SS BODY","MRC","YES/MA",80293,10,"ORDERED","ORDERED","2024-10-18","2016-05-26","YES","YES","OK","SHIPPED TO ENERGO ON 17/05",null,null,null,null,"2024-08-23",false,false,"2024-06-26",false]
["SOLENOID","SOV-4160A","AIR TO SUPPLY SHUT OFF VALVE OIL HEADER TO COMP.B","1/4\"",1,1,0,"SLV-ME-24VDC-NFET-5/2NC-BRASS","SOL VLV 24VDC COIL NFET NAMUR 5/2NC SS BODY","MRC","YES/MA",80293,10,"ORDERED","ORDERED","2024-10-18","2016-05-26","YES","YES","OK","SHIPPED TO ENERGO ON 17/05",null,null,null,null,"2024-08-23",false,false,"2024-06-26",false]
["SOLENOID","SOV-4450A ","AIR TO SUPPLY SHUT OFF VALVE LIQUID ECO EXPANSION ","1/4\"",1,1,0,"SLV-ME-24VDC-NFET-5/2NC-BRASS","SOL VLV 24VDC COIL NFET NAMUR 5/2NC SS BODY","MRC","YES/MA",80293,10,"ORDERED","ORDERED","2024-10-18","2016-05-26","YES","YES","OK","SHIPPED TO ENERGO ON 17/05",null,null,null,null,{"$f":"$Q$10-M221*7","v":"2024-08-23"},{"$f":"AND(O221<(AC221+21),ISBLANK(L221))","v":false},{"$f":"AND(O221<AC221,ISBLANK(L221))","v":false},{"$f":"TODAY()","v":"2024-06-26"},{"$f":"IF((P221-Q221)<0, TRUE, IF(ISBLANK(Q221), \"BLANK\", FALSE))","v":false}]
["SOLENOID","SOV-4500A "," ","1/4\"",1,1,0,"SLV-ME-24VDC-NFET-5/2NC-BRASS","SOL VLV 24VDC COIL NFET NAMUR 5/2NC SS BODY","MRC","YES/MA",80293,10,"ORDERED","ORDERED","2024-10-18","2016-05-26","YES","YES","OK","SHIPPED TO ENERGO ON 17/05",null,null,null,null,"2024-08-23",false,false,"2024-06-26",false]
["SOLENOID","SPARE","AIR TO SUPPLY SHUT OFF VALVE ","1/4\"",2,2,0,"SLV-ME-24VDC-NFET-5/2NC-BRASS","SOL VLV 24VDC COIL NFET NAMUR 5/2NC SS BODY","MRC","YES/MA",80293,10,"ORDERED","ORDERED","2024-10-18","2016-05-26","YES","YES","OK","SHIPPED TO ENERGO ON 17/05",null,null,null,null,"2024-08-23",false,false,"2024-06-26",false]
["SOLENOID","SOV-4510A","Solenoid valve for drain CHILLER to Ejector","3/8\"",1,1,0,"SLV-ME-24DC-EXDT4-30B-316 ","SOL VLV 24VDC COIL WPET M12 DP 30BAR SS","ASCO","YES/MA",80294,10,"ORDERED","ORDERED","2024-10-18","2016-05-04","YES",null,null,"direct delivery to CTN / SHIPPED TO ME / WILL BE SHIPPED TO ENERGO",null,null,null,null,"2024-08-23",false,false,"2024-06-26",false]
["SOLENOID","SOV-4400A","OIL RECOVERY OIL SEPARATOR 1ST STAGE","3/8\"",1,1,0,"SLV-ME-24DC-EXDT4-30B-316 ","SOL VLV 24VDC COIL WPET M12 DP 30BAR SS","ASCO","YES/MA",80294,10,"ORDERED","ORDERED","2024-10-18","2016-05-04","YES",null,null,"direct delivery to CTN / SHIPPED TO ME / WILL BE SHIPPED TO ENERGO",null,null,null,null,"2024-08-23",false,false,"2024-06-26",false]
["SOLENOID","SOV-4410A","OIL RECOVERY OIL SEPARATOR 2ND STAGE","3/8\"",1,1,0,"SLV-ME-24DC-EXDT4-30B-316 ","SOL VLV 24VDC COIL WPET M12 DP 30BAR SS","ASCO","YES/MA",80294,10,"ORDERED","ORDERED","2024-10-18","2016-05-04","YES",null,null,"direct delivery to CTN / SHIPPED TO ME / WILL BE SHIPPED TO ENERGO",null,null,null,null,"2024-08-23",false,false,"2024-06-26",false]
["SOLENOID","SOV-4360A","OIL COOLER TO RECOVERY OF OIL","3/8\"",1,1,0,"SLV-ME-24DC-EXDT4-30B-316 ","SOL VLV 24VDC COIL WPET M12 DP 30BAR SS","ASCO","YES/MA",80294,10,"ORDERED","ORDERED","2024-10-18","2016-05-04","YES",null,null,"direct delivery to CTN / SHIPPED TO ME / WILL BE SHIPPED TO ENERGO",null,null,null,null,"2024-08-23",false,false,"2024-06-26",false]
["ON-OFF","XV-4455A","SHUT-OFF VALVE ECO TO COMPRESSOR A","6\"",1,1,{"$f":"E228-F228","v":0},"SOV-XV-6\"-300#-LTCS-SO72522","ON-OFF AIR ACTUATED KITZ BALL VLV 6\" BODY LCB","MRC","YES/MA",80293,10,null,"ORDERED","2024-10-18","2016-05-04","YES","YES","OK","SHIPPED TO ENERGO ON 17/06",null,null,null,null,"2024-08-23",false,false,"2024-06-26",false]
["ON-OFF","XV-4455B","SHUT-OFF VALVE ECO TO COMPRESSOR B","6\"",1,1,{"$f":"E229-F229","v":0},"SOV-XV-6\"-300#-LTCS-SO72522","ON-OFF AIR ACTUATED KITZ BALL VLV 6\" BODY LCB","MRC","YES/MA",80293,10,"ORDERED","ORDERED","2024-10-18","2016-05-04","YES","YES","OK","SHIPPED TO ENERGO ON 17/06",null,null,null,null,"2024-08-23",false,false,"2024-06-26",false]
["ON-OFF","XV-4110A  ","SHUT-OFF VALVE OIL PIPING TO OIL HEADER COMPRESSOR A","4\"",1,1,0,"SOV-XV-SW-4\"-300#-SS-SO72522","ON-OFF AIR ACTUATED BALL VLV 4\" SS - LIMIT SW","MRC","YES/MA",80293,10,"ORDERED","ORDERED","2024-10-18","2016-05-04","YES","YES","OK","SHIPPED TO ENERGO ON 17/06",null,null,null,null,"2024-08-23",false,false,"2024-06-26",false]
["ON-OFF","XV-4160A","SHUT-OFF VALVE OIL PIPING TO OIL HEADER COMPRESSOR B","4\"",1,1,0,"SOV-XV-SW-4\"-300#-SS-SO72522","ON-OFF AIR ACTUATED BALL VLV 4\" SS - LIMIT SW","MRC","YES/MA",80293,10,"ORDERED","ORDERED","2024-10-18","2016-05-04","YES","YES","OK","SHIPPED TO ENERGO ON 17/06",null,null,null,null,"2024-08-23",false,false,"2024-06-26",false]
["ON-OFF","XV-4450A","SHUT-OFF VALVE LIQUID SUPPLY TO ECONOMIZER","3\"",1,1,0,"SOV-XV-3\"-300#-LTCS-SO72522","ON-OFF AIR ACTUATED KITZ BALL VLV 3\" BODY LCB","MRC","YES/MA",80293,10,"ORDERED","ORDERED","2024-10-18","2016-05-04","YES","YES","OK","SHIPPED TO ENERGO ON 17/06",null,null,null,null,"2024-08-23",false,false,"2024-06-26",false]
["ON-OFF","XV-4500A ","SHUT-OFF VALVE LIQUID SUPPLY CHILLER TANK      ","6\"",1,1,0,"SOV-XV-6\"-300#-LTCS-SO72522","ON-OFF AIR ACTUATED KITZ BALL VLV 6\" BODY LCB","MRC","YES/MA",80293,10,"ORDERED","ORDERED","2024-10-18","2016-05-04","YES","YES","OK","SHIPPED TO ENERGO ON 17/06",null,null,null,null,"2024-08-23",false,false,"2024-06-26",false]
["ON-OFF","XV-4511A    ","SHUT-OFF VALVE GAS OUTLET FLASH TANK      ","TBA",1,1,0,"SOV-XV-2\"-300#-SO72522","ON-OFF AIR ACTUATED XXXX BALL VLV 2\" BODY CS","MRC","YES/MA",null,null,null,null,null,null,null,null,null,null,null,null,null,null,"2024-11-01",true,true,"2024-06-26","BLANK"]
[null,null,null,null,null,null,null,null,null,null,null,null,null,null,null,null,null,null,null,null,null,null,null,null,null,"2024-11-01",true,true,"2024-06-26","BLANK",null,null,{"$f":"IF((CODE(RIGHT(#REF!,1))>96),CONCATENATE(REPT(\"0\",6-LEN(#REF!)),#REF!),CONCATENATE(REPT(\"0\",5-LEN(#REF!)),#REF!))","v":{"$error":"#REF!"}}]
["CV","PV-4000A","HOT GAS BYPASS CONTROL VALVE","3\"",1,1,{"$f":"E236-F236","v":0},"HGCRT-GX-DVC6200-3\"-300#-SS","CRT VLV GX-3\"-300#RF-EQ-BODY SS-TRIMSS-CV43.7","EMERSON FISHER","YES/MA",80283,8,{"$f":"IF(NOT(ISBLANK(L236)), \"ORDERED\", IF(ISBLANK(M236), \"???\", ($P236-$M236*7-TODAY())/7))","v":"ORDERED"},{"$f":"IF(NOT(ISBLANK(L236)), \"ORDERED\", IF(ISBLANK(M236), \"???\", ($P236-$M236*7)))","v":"ORDERED"},{"$f":"$Q$10-14","v":"2024-10-18"},"2016-04-15","YES",null,null," SHIPPED TO ENERGO PACKING LIST 1",null,null,null,null,"2024-09-06",false,false,"2024-06-26",false]
["CV","TV-4450A","ECONOMIZER EXPANSION VALVE    ","2\"",1,1,{"$f":"E237-F237","v":0},"CRT-GX-DVC6200-2\"-300#-SS","CRT VLV GX-2\"-300#RF-EQ-BODY SS-TRIMSS-CV14.3","EMERSON FISHER","YES/MA",80283,16,{"$f":"IF(NOT(ISBLANK(L237)), \"ORDERED\", IF(ISBLANK(M237), \"???\", ($P237-$M237*7-TODAY())/7))","v":"ORDERED"},{"$f":"IF(NOT(ISBLANK(L237)), \"ORDERED\", IF(ISBLANK(M237), \"???\", ($P237-$M237*7)))","v":"ORDERED"},{"$f":"$Q$10-14","v":"2024-10-18"},"2016-04-15","YES"," ",null," SHIPPED TO ENERGO PACKING LIST 1",null,null,null,null,"2024-07-12",false,false,"2024-06-26",false,null,null,{"$f":"IF((CODE(RIGHT(#REF!,1))>96),CONCATENATE(REPT(\"0\",6-LEN(#REF!)),#REF!),CONCATENATE(REPT(\"0\",5-LEN(#REF!)),#REF!))","v":{"$error":"#REF!"}}]
[null,null,null,null,1,1,null,null,null,null,"YES/MA",null,16,null,null,null,"1902-03-12",null,null,null,null,null,null,null,null,{"$f":"$Q$10-M238*7","v":"2024-07-12"},{"$f":"AND(O238<(AC238+21),ISBLANK(L238))","v":true},{"$f":"AND(O238<AC238,ISBLANK(L238))","v":true},"2024-06-26",{"$f":"IF((P238-Q238)<0, TRUE, IF(ISBLANK(Q238), \"BLANK\", FALSE))","v":true},null,null,{"$f":"IF((CODE(RIGHT(#REF!,1))>96),CONCATENATE(REPT(\"0\",6-LEN(#REF!)),#REF!),CONCATENATE(REPT(\"0\",5-LEN(#REF!)),#REF!))","v":{"$error":"#REF!"}}]
["TCV","TCV-4360  ","OIL COOLER SELF REGULATED CONTROL VALVE ","3\"",1,1,{"$f":"E239-F239","v":0},"3WV-M80TS7L-140-24","3WV SELF REG VLV 3\" 300# 57-66°C 30bar SP: 60°C CV101","THERMOREG","YES/MA",80304,6,{"$f":"IF(NOT(ISBLANK(L239)), \"ORDERED\", IF(ISBLANK(M239), \"???\", ($P239-$M239*7-TODAY())/7))","v":"ORDERED"},{"$f":"IF(NOT(ISBLANK(L239)), \"ORDERED\", IF(ISBLANK(M239), \"???\", ($P239-$M239*7)))","v":"ORDERED"},{"$f":"$Q$10-14","v":"2024-10-18"},"2016-04-06","YES",null,null," SHIPPED TO ENERGO PACKING LIST 1",null,null,null,null,"2024-09-20",false,false,"2024-06-26",false,null,null,{"$f":"IF((CODE(RIGHT(B254,1))>96),CONCATENATE(REPT(\"0\",6-LEN(B254)),B254),CONCATENATE(REPT(\"0\",5-LEN(B254)),B254))","v":{"$error":"#VALUE!"}}]
["PSV","PSV-4010A","SAFETY VALVE KOD","1.5\" / 2",1,1,{"$f":"E240-F240","v":0},"SAV-5263.5122-DN1.5\" / 2\"-22G","SFTY VLV LESER 5263.5122-1.5”300#F2”150#SP:22barG ","LESER / MRC","YES/MA",80290,14,"ORDERED","ORDERED","2024-10-18","2016-05-19","yes","YES","OK","direct delivery to CTN ","reveived on 25/05/2016 at ENERGO",null,null,null,"2024-07-26",false,false,"2024-06-26",false,null,null,{"$f":"IF((CODE(RIGHT(B255,1))>96),CONCATENATE(REPT(\"0\",6-LEN(B255)),B255),CONCATENATE(REPT(\"0\",5-LEN(B255)),B255))","v":{"$error":"#VALUE!"}}]
["PSV","PSV-4220A","SAFETY VALVE OIL SEPARATOR","4\" / 6\"",1,1,{"$f":"E241-F241","v":0},"SAV-5263.5422-DN4\" / 6\"-22G","SFTY VLV LESER 5263.5422-4”300#L6”150#SP:22barG ","LESER / MRC","YES/MA",80290,14,"ORDERED","ORDERED","2024-10-18","2016-05-19","yes","YES","OK","direct delivery to CTN ","reveived on 25/05/2016 at ENERGO",null,null,null,"2024-07-26",false,false,"2024-06-26",false,null,null,{"$f":"IF((CODE(RIGHT(B256,1))>96),CONCATENATE(REPT(\"0\",6-LEN(B256)),B256),CONCATENATE(REPT(\"0\",5-LEN(B256)),B256))","v":{"$error":"#VALUE!"}}]
["PSV","PSV-4360A","SAFETY VALVE OIL COOLER RETURN","1.5\" / 2\"",1,1,{"$f":"E242-F242","v":0},"SAV-5263.5122-DN1.5\" / 2\"-22G","SFTY VLV LESER 5263.5122-1.5”300#F2”150#SP:22barG ","LESER / MRC","YES/MA",80290,14,"ORDERED","ORDERED","2024-10-18","2016-05-19","yes","YES","OK","direct delivery to CTN ","reveived on 25/05/2016 at ENERGO",null,null,null,"2024-07-26",false,false,"2024-06-26",false]
["PSV","PSV-4440A","SAFETY VALVE LIQUID RECEIVER","1.5\" / 3\"",1,1,{"$f":"E243-F243","v":0},"SAV-5263.5182-DN1.5\" / 3\"-22G","SFTY VLV LESER 5263.5182-1.5”300#G3”150#SP:22barG ","LESER / MRC","YES/MA",80290,14,"ORDERED","ORDERED","2024-10-18","2016-05-19","yes","YES","OK","direct delivery to CTN ","reveived on 25/05/2016 at ENERGO",null,null,null,"2024-07-26",false,false,"2024-06-26",false,null,null,{"$f":"IF((CODE(RIGHT(B257,1))>96),CONCATENATE(REPT(\"0\",6-LEN(B257)),B257),CONCATENATE(REPT(\"0\",5-LEN(B257)),B257))","v":{"$error":"#VALUE!"}}]
["PSV","PSV-4420A","SAFETY VALVE UPSTREAM CONDENSER HEADER","4\" / 6\"",1,1,0,"SAV-5263.5422-DN4\" / 6\"-22G","SFTY VLV LESER 5263.5422-4”300#L6”150#SP:22barG ","LESER / MRC","YES/MA",80290,14,"ORDERED","ORDERED","2024-10-18","2016-05-19","yes","YES","OK","direct delivery to CTN ","reveived on 25/05/2016 at ENERGO",null,null,null,"2024-07-26",false,false,"2024-06-26",false,null,null,{"$f":"IF((CODE(RIGHT(B258,1))>96),CONCATENATE(REPT(\"0\",6-LEN(B258)),B258),CONCATENATE(REPT(\"0\",5-LEN(B258)),B258))","v":{"$error":"#VALUE!"}}]
["PSV","PSV-4450A","SAFETY VALVE ECONOMIZER SHELL SIDE","3\" / 4\"",1,1,0,"SAV-5263.5362-DN3\" / 4\"-22G","SFTY VLV LESER 5263.5362-3”300#K4”150#SP:22barG ","LESER / MRC","YES/MA",80290,14,"ORDERED","ORDERED","2024-10-18","2016-05-19","yes","YES","OK","direct delivery to CTN ","reveived on 25/05/2016 at ENERGO",null,null,null,"2024-07-26",false,false,"2024-06-26",false,null,null,{"$f":"IF((CODE(RIGHT(#REF!,1))>96),CONCATENATE(REPT(\"0\",6-LEN(#REF!)),#REF!),CONCATENATE(REPT(\"0\",5-LEN(#REF!)),#REF!))","v":{"$error":"#REF!"}}]
["PSV","PSV-4455A","SAFETY VALVE ECONOMIZER TUBE SIDE","2\" / 3\"",1,1,0,"SAV-5263.5252-DN2\" / 3\"-22G","SFTY VLV LESER 5263.5252-2”300#H3”150#SP:22barG ","LESER / MRC","YES/MA",80290,14,"ORDERED","ORDERED","2024-10-18","2016-05-19","yes","YES","OK","direct delivery to CTN ","reveived on 25/05/2016 at ENERGO",null,null,null,"2024-07-26",false,false,"2024-06-26",false,null,null,{"$f":"IF((CODE(RIGHT(#REF!,1))>96),CONCATENATE(REPT(\"0\",6-LEN(#REF!)),#REF!),CONCATENATE(REPT(\"0\",5-LEN(#REF!)),#REF!))","v":{"$error":"#REF!"}}]
["PSV","PSV-4510A","SAFETY VALVE FLASH TANK","TBA",1,1,null,"SAV-XXXXXXX-DNXX/XX-300-22G","XXXX DNXX/XX  PS300 SP :22 BAR(G) XXX SAFETY VLV ","LESER / MRC","YES/MA",80290,14,{"$f":"IF(NOT(ISBLANK(L247)), \"ORDERED\", IF(ISBLANK(M247), \"???\", ($P247-$M247*7-TODAY())/7))","v":"ORDERED"},{"$f":"IF(NOT(ISBLANK(L247)), \"ORDERED\", IF(ISBLANK(M247), \"???\", ($P247-$M247*7)))","v":"ORDERED"},"2024-10-18","2016-05-20","yes","YES","OK","direct delivery to CTN ","reveived on 25/05/2016 at ENERGO",null,null,null,{"$f":"$Q$10-M247*7","v":"2024-07-26"},{"$f":"AND(O247<(AC247+21),ISBLANK(L247))","v":false},{"$f":"AND(O247<AC247,ISBLANK(L247))","v":false},"2024-06-26",{"$f":"IF((P247-Q247)<0, TRUE, IF(ISBLANK(Q247), \"BLANK\", FALSE))","v":false},null,null,{"$f":"IF((CODE(RIGHT(#REF!,1))>96),CONCATENATE(REPT(\"0\",6-LEN(#REF!)),#REF!),CONCATENATE(REPT(\"0\",5-LEN(#REF!)),#REF!))","v":{"$error":"#REF!"}}]
[null,null,"PAINTING OF VALVES",null,1,1,0,"PAINTING-VALVES-SO72522","Separate painting of valves ","DYLAN","Yes/ JJ",80290,14,"ORDERED","ORDERED","2024-10-18","2016-05-21","yes","YES","OK","direct delivery to CTN ","reveived on 25/05/2016 at ENERGO",null,null,null,"2024-07-26",false,false,"2024-06-26",false,null,null,{"$f":"IF((CODE(RIGHT(#REF!,1))>96),CONCATENATE(REPT(\"0\",6-LEN(#REF!)),#REF!),CONCATENATE(REPT(\"0\",5-LEN(#REF!)),#REF!))","v":{"$error":"#REF!"}}]
["PSV","PSV-004A","SAFETY VALVE CHILLER ","3/4\"",1,1,{"$f":"E249-F249","v":0},"SAV-5263.5312-DN3\"/4\"-22G","SFTY VLV LESER 5263.5312-3\"300#J4\"150#SP:22barG","LESER / MRC","YES/YA",80290,14,"ORDERED","ORDERED","2024-10-18","2016-05-22","yes","YES","OK","direct delivery to CTN ","reveived on 25/05/2016 at ENERGO",null,null,null,"2024-07-26",false,false,"2024-06-26",false]
["PSV","PSV-004B","SAFETY VALVE CHILLER ","3/4\"",1,1,{"$f":"E250-F250","v":0},"SAV-5263.5312-DN3\"/4\"-22G","SFTY VLV LESER 5263.5312-3\"300#J4\"150#SP:22barG","LESER / MRC","YES/YA",80290,14,"ORDERED","ORDERED","2024-10-18","2016-05-23","yes","YES","OK","direct delivery to CTN ","reveived on 25/05/2016 at ENERGO",null,null,null,"2024-07-26",false,false,"2024-06-26",false]
["SOLENOID",null,null,null,null,null,null,null,null,null,"NO",null,14,2.2857142857142856,"2024-07-12","2024-10-18",null,"NO","NO","NO",null,null,null,null,null,"2024-07-26",true,false,"2024-06-26","BLANK",null,null,{"$f":"IF((CODE(RIGHT(B262,1))>96),CONCATENATE(REPT(\"0\",6-LEN(B262)),B262),CONCATENATE(REPT(\"0\",5-LEN(B262)),B262))","v":{"$error":"#VALUE!"}}]
["SOLENOID",null,null,null,null,null,null,null,null,null,"NO",null,14,2.2857142857142856,"2024-07-12","2024-10-18",null,"NO","NO","NO",null,null,null,null,null,"2024-07-26",true,false,"2024-06-26","BLANK",null,null,{"$f":"IF((CODE(RIGHT(B263,1))>96),CONCATENATE(REPT(\"0\",6-LEN(B263)),B263),CONCATENATE(REPT(\"0\",5-LEN(B263)),B263))","v":{"$error":"#VALUE!"}}]
["SOLENOID",null,null,null,null,null,null,null,null,null,"NO",null,14,2.2857142857142856,"2024-07-12","2024-10-18",null,"NO","NO","NO",null,null,null,null,null,"2024-07-26",true,false,"2024-06-26","BLANK",null,null,{"$f":"IF((CODE(RIGHT(#REF!,1))>96),CONCATENATE(REPT(\"0\",6-LEN(#REF!)),#REF!),CONCATENATE(REPT(\"0\",5-LEN(#REF!)),#REF!))","v":{"$error":"#REF!"}}]
["SOLENOID",null,null,null,null,null,null,null,null,null,"NO",null,14,2.2857142857142856,"2024-07-12","2024-10-18",null,"NO","NO","NO",null,null,null,null,null,"2024-07-26",true,false,"2024-06-26","BLANK",null,null,{"$f":"IF((CODE(RIGHT(B264,1))>96),CONCATENATE(REPT(\"0\",6-LEN(B264)),B264),CONCATENATE(REPT(\"0\",5-LEN(B264)),B264))","v":{"$error":"#VALUE!"}}]
["SOLENOID",null,null,null,null,null,null,null,null,null,"NO",null,16,0.2857142857142857,"2024-06-28","2024-10-18",null,"NO","NO","NO",null,null,null,null,null,"2024-07-12",true,false,"2024-06-26","BLANK",null,null,{"$f":"IF((CODE(RIGHT(B265,1))>96),CONCATENATE(REPT(\"0\",6-LEN(B265)),B265),CONCATENATE(REPT(\"0\",5-LEN(B265)),B265))","v":{"$error":"#VALUE!"}}]
["SOLENOID",null,null,null,null,null,null,null,null,null,"NO",null,16,0.2857142857142857,"2024-06-28","2024-10-18",null,"NO","NO","NO",null,null,null,null,null,"2024-07-12",true,false,"2024-06-26","BLANK",null,null,{"$f":"IF((CODE(RIGHT(B266,1))>96),CONCATENATE(REPT(\"0\",6-LEN(B266)),B266),CONCATENATE(REPT(\"0\",5-LEN(B266)),B266))","v":{"$error":"#VALUE!"}}]
["SOLENOID",null,null,null,null,null,null,null,null,null,"NO",null,16,0.2857142857142857,"2024-06-28","2024-10-18",null,"NO","NO","NO",null,null,null,null,null,"2024-07-12",true,false,"2024-06-26","BLANK",null,null,{"$f":"IF((CODE(RIGHT(#REF!,1))>96),CONCATENATE(REPT(\"0\",6-LEN(#REF!)),#REF!),CONCATENATE(REPT(\"0\",5-LEN(#REF!)),#REF!))","v":{"$error":"#REF!"}}]
["LCV",null,null,null,null,null,null,null,null,null,"NO",null,null,null,null,null,null,"NO","NO","NO",null,null,null,null,null,"2024-11-01",true,true,"2024-06-26","BLANK",null,null,{"$f":"IF((CODE(RIGHT(B267,1))>96),CONCATENATE(REPT(\"0\",6-LEN(B267)),B267),CONCATENATE(REPT(\"0\",5-LEN(B267)),B267))","v":{"$error":"#VALUE!"}}]
["PCV",null,null,null,null,null,null,null,null,null,"NO",null,21,{"$f":"IF(NOT(ISBLANK(L259)), \"ORDERED\", IF(ISBLANK(M259), \"???\", ($P259-$M259*7-TODAY())/7))","v":-4.7142857142857144},{"$f":"IF(NOT(ISBLANK(L259)), \"ORDERED\", IF(ISBLANK(M259), \"???\", ($P259-$M259*7)))","v":"2024-05-24"},{"$f":"$Q$10-14","v":"2024-10-18"},null,"NO","NO","NO",null,null,null,null,null,"2024-06-07",true,true,"2024-06-26","BLANK"]
["LCV",null,null,null,null,null,null,null,null,null,"NO",null,21,{"$f":"IF(NOT(ISBLANK(L260)), \"ORDERED\", IF(ISBLANK(M260), \"???\", ($P260-$M260*7-TODAY())/7))","v":-4.7142857142857144},{"$f":"IF(NOT(ISBLANK(L260)), \"ORDERED\", IF(ISBLANK(M260), \"???\", ($P260-$M260*7)))","v":"2024-05-24"},{"$f":"$Q$10-14","v":"2024-10-18"},null,"NO","NO","NO",null,null,null,null,null,"2024-06-07",true,true,"2024-06-26","BLANK",null,null,{"$f":"IF((CODE(RIGHT(B274,1))>96),CONCATENATE(REPT(\"0\",6-LEN(B274)),B274),CONCATENATE(REPT(\"0\",5-LEN(B274)),B274))","v":{"$error":"#VALUE!"}}]
["PSV",null,null,null,null,null,null,null,null,null,"NO",null,16,{"$f":"IF(NOT(ISBLANK(L261)), \"ORDERED\", IF(ISBLANK(M261), \"???\", ($P261-$M261*7-TODAY())/7))","v":0.2857142857142857},{"$f":"IF(NOT(ISBLANK(L261)), \"ORDERED\", IF(ISBLANK(M261), \"???\", ($P261-$M261*7)))","v":"2024-06-28"},{"$f":"$Q$10-14","v":"2024-10-18"},null,"NO","NO","NO",null,null,null,null,null,"2024-07-12",true,false,"2024-06-26","BLANK",null,null,{"$f":"IF((CODE(RIGHT(B275,1))>96),CONCATENATE(REPT(\"0\",6-LEN(B275)),B275),CONCATENATE(REPT(\"0\",5-LEN(B275)),B275))","v":{"$error":"#VALUE!"}}]
["PSV",null,null,null,null,null,null,null,null,null,"NO",null,16,0.2857142857142857,"2024-06-28","2024-10-18",null,"NO","NO","NO",null,null,null,null,null,"2024-07-12",true,false,"2024-06-26","BLANK",null,null,{"$f":"IF((CODE(RIGHT(B276,1))>96),CONCATENATE(REPT(\"0\",6-LEN(B276)),B276),CONCATENATE(REPT(\"0\",5-LEN(B276)),B276))","v":{"$error":"#VALUE!"}}]
["PSV",null,null,null,null,null,null,null,null,null,"NO",null,16,0.2857142857142857,"2024-06-28","2024-10-18",null,"NO","NO","NO",null,null,null,null,null,"2024-07-12",true,false,"2024-06-26","BLANK",null,null,{"$f":"IF((CODE(RIGHT(B277,1))>96),CONCATENATE(REPT(\"0\",6-LEN(B277)),B277),CONCATENATE(REPT(\"0\",5-LEN(B277)),B277))","v":{"$error":"#VALUE!"}}]
["TCV",null,null,null,null,null,null,null,null,null,"NO",null,10,{"$f":"IF(NOT(ISBLANK(L264)), \"ORDERED\", IF(ISBLANK(M264), \"???\", ($P264-$M264*7-TODAY())/7))","v":6.2857142857142856},{"$f":"IF(NOT(ISBLANK(L264)), \"ORDERED\", IF(ISBLANK(M264), \"???\", ($P264-$M264*7)))","v":"2024-08-09"},"2024-10-18",null,"NO","NO","NO",null,null,null,null,null,{"$f":"$Q$10-M264*7","v":"2024-08-23"},{"$f":"AND(O264<(AC264+21),ISBLANK(L264))","v":false},{"$f":"AND(O264<AC264,ISBLANK(L264))","v":false},"2024-06-26",{"$f":"IF((P264-Q264)<0, TRUE, IF(ISBLANK(Q264), \"BLANK\", FALSE))","v":"BLANK"},null,null,{"$f":"IF((CODE(RIGHT(B278,1))>96),CONCATENATE(REPT(\"0\",6-LEN(B278)),B278),CONCATENATE(REPT(\"0\",5-LEN(B278)),B278))","v":{"$error":"#VALUE!"}}]
["STRAINER",null,null,null,null,null,null,null,null,null,"NO",null,17,-0.7142857142857143,"2024-06-21","2024-10-18",null,"NO","NO","NO",null,null,null,null,null,"2024-07-05",true,true,"2024-06-26","BLANK",null,null,{"$f":"IF((CODE(RIGHT(B280,1))>96),CONCATENATE(REPT(\"0\",6-LEN(B280)),B280),CONCATENATE(REPT(\"0\",5-LEN(B280)),B280))","v":{"$error":"#VALUE!"}}]
["STRAINER",null,null,null,null,null,null,null,null,null,"NO",null,17,-0.7142857142857143,"2024-06-21","2024-10-18",null,"NO","NO","NO",null,null,null,null,null,"2024-07-05",true,true,"2024-06-26","BLANK",null,null,{"$error":"#VALUE!"}]
["STRAINER",null,null,null,null,null,null,null,null,null,"NO",null,17,-0.7142857142857143,"2024-06-21","2024-10-18",null,"NO","NO","NO",null,null,null,null,null,"2024-07-05",true,true,"2024-06-26","BLANK",null,null,{"$f":"IF((CODE(RIGHT(B284,1))>96),CONCATENATE(REPT(\"0\",6-LEN(B284)),B284),CONCATENATE(REPT(\"0\",5-LEN(B284)),B284))","v":{"$error":"#VALUE!"}}]
["STRAINER",null,null,null,null,null,null,null,null,null,"NO",null,10,6.2857142857142856,"2024-08-09","2024-10-18",null,"NO","NO","NO",null,null,null,null,null,"2024-08-23",false,false,"2024-06-26","BLANK"]
["STRAINER",null,null,null,null,null,null,null,null,null,"NO",null,10,6.2857142857142856,"2024-08-09","2024-10-18",null,"NO","NO","NO",null,null,null,null,null,"2024-08-23",false,false,"2024-06-26","BLANK",null,null,{"$f":"IF((CODE(RIGHT(B285,1))>96),CONCATENATE(REPT(\"0\",6-LEN(B285)),B285),CONCATENATE(REPT(\"0\",5-LEN(B285)),B285))","v":{"$error":"#VALUE!"}}]
["STRAINER",null,null,null,null,null,null,null,null,null,"NO",null,10,6.2857142857142856,"2024-08-09","2024-10-18",null,"NO","NO","NO",null,null,null,null,null,"2024-08-23",false,false,"2024-06-26","BLANK",null,null,{"$f":"IF((CODE(RIGHT(B289,1))>96),CONCATENATE(REPT(\"0\",6-LEN(B289)),B289),CONCATENATE(REPT(\"0\",5-LEN(B289)),B289))","v":{"$error":"#VALUE!"}}]
["BALL VALVE",null,null,null,null,null,null,null,null,null,"NO",null,12,4.2857142857142856,"2024-07-26","2024-10-18",null,"NO","NO","NO",null,null,null,null,null,"2024-08-09",false,false,"2024-06-26","BLANK"]
["BALL VALVE",null,null,null,null,null,null,null,null,null,"NO",null,12,4.2857142857142856,"2024-07-26","2024-10-18",null,"NO","NO","NO",null,null,null,null,null,"2024-08-09",false,false,"2024-06-26","BLANK"]
["BALL VALVE",null,null,null,null,null,null,null,null,null,"NO",null,12,4.2857142857142856,"2024-07-26","2024-10-18",null,"NO","NO","NO",null,null,null,null,null,"2024-08-09",false,false,"2024-06-26","BLANK"]
["BALL VALVE",null,null,null,null,null,null,null,null,null,"NO",null,12,4.2857142857142856,"2024-07-26","2024-10-18",null,"NO","NO","NO",null,null,null,null,null,"2024-08-09",false,false,"2024-06-26","BLANK",null,null,{"$f":"IF((CODE(RIGHT(B292,1))>96),CONCATENATE(REPT(\"0\",6-LEN(B292)),B292),CONCATENATE(REPT(\"0\",5-LEN(B292)),B292))","v":{"$error":"#VALUE!"}}]
["BALL VALVE",null,null,null,null,null,null,null,null,null,"NO",null,12,4.2857142857142856,"2024-07-26","2024-10-18",null,"NO","NO","NO",null,null,null,null,null,"2024-08-09",false,false,"2024-06-26","BLANK",null,null,{"$f":"IF((CODE(RIGHT(#REF!,1))>96),CONCATENATE(REPT(\"0\",6-LEN(#REF!)),#REF!),CONCATENATE(REPT(\"0\",5-LEN(#REF!)),#REF!))","v":{"$error":"#REF!"}}]
["BALL VALVE",null,null,null,null,null,null,null,null,null,"NO",null,12,4.2857142857142856,"2024-07-26","2024-10-18",null,"NO","NO","NO",null,null,null,null,null,"2024-08-09",false,false,"2024-06-26","BLANK",null,null,{"$f":"IF((CODE(RIGHT(B293,1))>96),CONCATENATE(REPT(\"0\",6-LEN(B293)),B293),CONCATENATE(REPT(\"0\",5-LEN(B293)),B293))","v":{"$error":"#VALUE!"}}]
["BALL VALVE",null,null,null,null,null,null,null,null,null,"NO",null,12,4.2857142857142856,"2024-07-26","2024-10-18",null,"NO","NO","NO",null,null,null,null,null,"2024-08-09",false,false,"2024-06-26","BLANK",null,null,{"$f":"IF((CODE(RIGHT(B305,1))>96),CONCATENATE(REPT(\"0\",6-LEN(B305)),B305),CONCATENATE(REPT(\"0\",5-LEN(B305)),B305))","v":{"$error":"#VALUE!"}}]
["BALL VALVE",null,null,null,null,null,null,null,null,null,"NO",null,12,4.2857142857142856,"2024-07-26","2024-10-18",null,"NO","NO","NO",null,null,null,null,null,"2024-08-09",false,false,"2024-06-26","BLANK",null,null,{"$error":"#VALUE!"}]
["BALL VALVE",null,null,null,null,null,null,null,null,null,"NO",null,12,4.2857142857142856,"2024-07-26","2024-10-18",null,"NO","NO","NO",null,null,null,null,null,"2024-08-09",false,false,"2024-06-26","BLANK",null,null,{"$error":"#VALUE!"}]
["BALL VALVE",null,null,null,null,null,null,null,null,null,"NO",null,12,4.2857142857142856,"2024-07-26","2024-10-18",null,"NO","NO","NO",null,null,null,null,null,"2024-08-09",false,false,{"$f":"TODAY()","v":"2024-06-26"},"BLANK",null,null,{"$error":"#VALUE!"}]
["BALL VALVE",null,null,null,null,null,null,null,null,null,"NO",null,12,4.2857142857142856,"2024-07-26","2024-10-18",null,"NO","NO","NO",null,null,null,null,null,"2024-08-09",false,false,"2024-06-26","BLANK",null,null,{"$error":"#VALUE!"}]
["BALL VALVE",null,null,null,null,null,null,null,null,null,"NO",null,12,4.2857142857142856,"2024-07-26","2024-10-18",null,"NO","NO","NO",null,null,null,null,null,"2024-08-09",false,false,"2024-06-26","BLANK",null,null,{"$error":"#VALUE!"}]
["BALL VALVE",null,null,null,null,null,null,null,null,null,"NO",null,12,4.2857142857142856,"2024-07-26","2024-10-18",null,"NO","NO","NO",null,null,null,null,null,"2024-08-09",false,false,"2024-06-26","BLANK"]
["BALL VALVE",null,null,null,null,null,null,null,null,null,"NO",null,12,4.2857142857142856,"2024-07-26","2024-10-18",null,"NO","NO","NO",null,null,null,null,null,"2024-08-09",false,false,"2024-06-26","BLANK",null,null,{"$f":"IF((CODE(RIGHT(B311,1))>96),CONCATENATE(REPT(\"0\",6-LEN(B311)),B311),CONCATENATE(REPT(\"0\",5-LEN(B311)),B311))","v":{"$error":"#VALUE!"}}]
["BALL VALVE",null,null,null,null,null,null,null,null,null,"NO",null,12,4.2857142857142856,"2024-07-26","2024-10-18",null,"NO","NO","NO",null,null,null,null,null,"2024-08-09",false,false,"2024-06-26","BLANK",null,null,{"$f":"IF((CODE(RIGHT(B312,1))>96),CONCATENATE(REPT(\"0\",6-LEN(B312)),B312),CONCATENATE(REPT(\"0\",5-LEN(B312)),B312))","v":{"$error":"#VALUE!"}}]
["BALL VALVE",null,null,null,null,null,null,null,null,null,"NO",null,12,4.2857142857142856,"2024-07-26","2024-10-18",null,"NO","NO","NO",null,null,null,null,null,"2024-08-09",false,false,"2024-06-26","BLANK"]
["BALL VALVE",null,null,null,null,null,null,null,null,null,"NO",null,12,4.2857142857142856,"2024-07-26","2024-10-18",null,"NO","NO","NO",null,null,null,null,null,"2024-08-09",false,false,"2024-06-26","BLANK"]
["BALL VALVE",null,null,null,null,null,null,null,null,null,"NO",null,12,4.2857142857142856,"2024-07-26","2024-10-18",null,"NO","NO","NO",null,null,null,null,null,"2024-08-09",false,false,"2024-06-26","BLANK"]
["BALL VALVE",null,null,null,null,null,null,null,null,null,"NO",null,12,4.2857142857142856,"2024-07-26","2024-10-18",null,"NO","NO","NO",null,null,null,null,null,"2024-08-09",false,false,"2024-06-26","BLANK",null,null,{"$f":"IF((CODE(RIGHT(B313,1))>96),CONCATENATE(REPT(\"0\",6-LEN(B313)),B313),CONCATENATE(REPT(\"0\",5-LEN(B313)),B313))","v":{"$error":"#VALUE!"}}]
["BALL VALVE",null,null,null,null,null,null,null,null,null,"NO",null,12,4.2857142857142856,"2024-07-26","2024-10-18",null,"NO","NO","NO",null,null,null,null,null,"2024-08-09",false,false,"2024-06-26","BLANK",null,null,{"$error":"#VALUE!"}]
["BALL VALVE",null,null,null,null,null,null,null,null,null,"NO",null,12,4.2857142857142856,"2024-07-26","2024-10-18",null,"NO","NO","NO",null,null,null,null,null,"2024-08-09",false,false,"2024-06-26","BLANK",null,null,{"$error":"#VALUE!"}]
["BALL VALVE",null,null,null,null,null,null,null,null,null,"NO",null,12,4.2857142857142856,"2024-07-26","2024-10-18",null,"NO","NO","NO",null,null,null,null,null,"2024-08-09",false,false,"2024-06-26","BLANK",null,null,{"$error":"#VALUE!"}]
["BALL VALVE",null,null,null,null,null,null,null,null,null,"NO",null,12,4.2857142857142856,"2024-07-26","2024-10-18",null,"NO","NO","NO",null,null,null,null,null,"2024-08-09",false,false,"2024-06-26","BLANK",null,null,{"$f":"IF((CODE(RIGHT(B318,1))>96),CONCATENATE(REPT(\"0\",6-LEN(B318)),B318),CONCATENATE(REPT(\"0\",5-LEN(B318)),B318))","v":{"$error":"#VALUE!"}}]
["BALL VALVE",null,null,null,null,null,null,null,null,null,"NO",null,12,{"$f":"IF(NOT(ISBLANK(L294)), \"ORDERED\", IF(ISBLANK(M294), \"???\", ($P294-$M294*7-TODAY())/7))","v":4.2857142857142856},{"$f":"IF(NOT(ISBLANK(L294)), \"ORDERED\", IF(ISBLANK(M294), \"???\", ($P294-$M294*7)))","v":"2024-07-26"},"2024-10-18",null,"NO","NO","NO",null,null,null,null,null,"2024-08-09",false,false,"2024-06-26","BLANK",null,null,{"$f":"IF((CODE(RIGHT(B319,1))>96),CONCATENATE(REPT(\"0\",6-LEN(B319)),B319),CONCATENATE(REPT(\"0\",5-LEN(B319)),B319))","v":{"$error":"#VALUE!"}}]
["BALL VALVE",null,null,null,null,null,null,null,null,null,"NO",null,12,4.2857142857142856,"2024-07-26","2024-10-18",null,"NO","NO","NO",null,null,null,null,null,"2024-08-09",false,false,"2024-06-26","BLANK",null,null,{"$f":"IF((CODE(RIGHT(#REF!,1))>96),CONCATENATE(REPT(\"0\",6-LEN(#REF!)),#REF!),CONCATENATE(REPT(\"0\",5-LEN(#REF!)),#REF!))","v":{"$error":"#REF!"}}]
["BALL VALVE",null,null,null,null,null,null,null,null,null,"NO",null,12,4.2857142857142856,"2024-07-26","2024-10-18",null,"NO","NO","NO",null,null,null,null,null,{"$f":"$Q$10-M296*7","v":"2024-08-09"},{"$f":"AND(O296<(AC296+21),ISBLANK(L296))","v":false},{"$f":"AND(O296<AC296,ISBLANK(L296))","v":false},"2024-06-26",{"$f":"IF((P296-Q296)<0, TRUE, IF(ISBLANK(Q296), \"BLANK\", FALSE))","v":"BLANK"},null,null,{"$f":"IF((CODE(RIGHT(B320,1))>96),CONCATENATE(REPT(\"0\",6-LEN(B320)),B320),CONCATENATE(REPT(\"0\",5-LEN(B320)),B320))","v":{"$error":"#VALUE!"}}]
["BALL VALVE",null,null,null,null,null,null,null,null,null,"NO",null,12,4.2857142857142856,"2024-07-26","2024-10-18",null,"NO","NO","NO",null,null,null,null,null,"2024-08-09",false,false,"2024-06-26","BLANK",null,null,{"$f":"IF((CODE(RIGHT(B322,1))>96),CONCATENATE(REPT(\"0\",6-LEN(B322)),B322),CONCATENATE(REPT(\"0\",5-LEN(B322)),B322))","v":{"$error":"#VALUE!"}}]
["BALL VALVE",null,null,null,null,null,null,null,null,null,"NO",null,12,{"$f":"IF(NOT(ISBLANK(L298)), \"ORDERED\", IF(ISBLANK(M298), \"???\", ($P298-$M298*7-TODAY())/7))","v":4.2857142857142856},{"$f":"IF(NOT(ISBLANK(L298)), \"ORDERED\", IF(ISBLANK(M298), \"???\", ($P298-$M298*7)))","v":"2024-07-26"},"2024-10-18",null,"NO","NO","NO",null,null,null,null,null,"2024-08-09",false,false,"2024-06-26","BLANK",null,null,{"$f":"IF((CODE(RIGHT(B323,1))>96),CONCATENATE(REPT(\"0\",6-LEN(B323)),B323),CONCATENATE(REPT(\"0\",5-LEN(B323)),B323))","v":{"$error":"#VALUE!"}}]
["BALL VALVE",null,null,null,null,null,null,null,null,null,"NO",null,12,4.2857142857142856,"2024-07-26","2024-10-18",null,"NO","NO","NO",null,null,null,null,null,"2024-08-09",false,false,"2024-06-26","BLANK",null,null,{"$f":"IF((CODE(RIGHT(#REF!,1))>96),CONCATENATE(REPT(\"0\",6-LEN(#REF!)),#REF!),CONCATENATE(REPT(\"0\",5-LEN(#REF!)),#REF!))","v":{"$error":"#REF!"}}]
["BALL VALVE",null,null,null,null,null,null,null,null,null,"NO",null,12,4.2857142857142856,"2024-07-26","2024-10-18",null,"NO","NO","NO",null,null,null,null,null,"2024-08-09",false,false,"2024-06-26","BLANK",null,null,{"$f":"IF((CODE(RIGHT(B316,1))>96),CONCATENATE(REPT(\"0\",6-LEN(B316)),B316),CONCATENATE(REPT(\"0\",5-LEN(B316)),B316))","v":{"$error":"#VALUE!"}}]
["BALL VALVE",null,null,null,null,null,null,null,null,null,"NO",null,12,4.2857142857142856,"2024-07-26","2024-10-18",null,"NO","NO","NO",null,null,null,null,null,"2024-08-09",false,false,"2024-06-26","BLANK",null,null,{"$f":"IF((CODE(RIGHT(#REF!,1))>96),CONCATENATE(REPT(\"0\",6-LEN(#REF!)),#REF!),CONCATENATE(REPT(\"0\",5-LEN(#REF!)),#REF!))","v":{"$error":"#REF!"}}]
["BALL VALVE",null,null,null,null,null,null,null,null,null,"NO",null,12,4.2857142857142856,"2024-07-26","2024-10-18",null,"NO","NO","NO",null,null,null,null,null,"2024-08-09",false,false,"2024-06-26","BLANK",null,null,{"$f":"IF((CODE(RIGHT(#REF!,1))>96),CONCATENATE(REPT(\"0\",6-LEN(#REF!)),#REF!),CONCATENATE(REPT(\"0\",5-LEN(#REF!)),#REF!))","v":{"$error":"#REF!"}}]
["BALL VALVE",null,null,null,null,null,null,null,null,null,"NO",null,12,4.2857142857142856,"2024-07-26","2024-10-18",null,"NO","NO","NO",null,null,null,null,null,"2024-08-09",false,false,"2024-06-26","BLANK",null,null,{"$f":"IF((CODE(RIGHT(#REF!,1))>96),CONCATENATE(REPT(\"0\",6-LEN(#REF!)),#REF!),CONCATENATE(REPT(\"0\",5-LEN(#REF!)),#REF!))","v":{"$error":"#REF!"}}]
["BALL VALVE",null,null,null,null,null,null,null,null,null,"NO",null,12,4.2857142857142856,"2024-07-26","2024-10-18",null,"NO","NO","NO",null,null,null,null,null,"2024-08-09",false,false,"2024-06-26","BLANK",null,null,{"$f":"IF((CODE(RIGHT(#REF!,1))>96),CONCATENATE(REPT(\"0\",6-LEN(#REF!)),#REF!),CONCATENATE(REPT(\"0\",5-LEN(#REF!)),#REF!))","v":{"$error":"#REF!"}}]
["BALL VALVE",null,null,null,null,null,null,null,null,null,"NO",null,12,4.2857142857142856,"2024-07-26","2024-10-18",null,"NO","NO","NO",null,null,null,null,null,"2024-08-09",false,false,"2024-06-26","BLANK",null,null,{"$f":"IF((CODE(RIGHT(B319,1))>96),CONCATENATE(REPT(\"0\",6-LEN(B319)),B319),CONCATENATE(REPT(\"0\",5-LEN(B319)),B319))","v":{"$error":"#VALUE!"}}]
["BALL VALVE",null,null,null,null,null,null,null,null,null,"NO",null,12,4.2857142857142856,"2024-07-26","2024-10-18",null,"NO","NO","NO",null,null,null,null,null,"2024-08-09",false,false,"2024-06-26","BLANK",null,null,{"$error":"#VALUE!"}]
["BALL VALVE",null,null,null,null,null,null,null,null,null,"NO",null,12,4.2857142857142856,"2024-07-26","2024-10-18",null,"NO","NO","NO",null,null,null,null,null,"2024-08-09",false,false,"2024-06-26","BLANK",null,null,{"$error":"#VALUE!"}]
["BALL VALVE",null,null,null,null,null,null,null,null,null,"NO",null,12,4.2857142857142856,"2024-07-26","2024-10-18",null,"NO","NO","NO",null,null,null,null,null,"2024-08-09",false,false,"2024-06-26","BLANK",null,null,{"$error":"#VALUE!"}]
["BALL VALVE",null,null,null,null,null,null,null,null,null,"NO",null,12,4.2857142857142856,"2024-07-26","2024-10-18",null,"NO","NO","NO",null,null,null,null,null,"2024-08-09",false,false,"2024-06-26","BLANK",null,null,{"$error":"#VALUE!"}]
["BALL VALVE",null,null,null,null,null,null,null,null,null,"NO",null,12,4.2857142857142856,"2024-07-26","2024-10-18",null,"NO","NO","NO",null,null,null,null,null,"2024-08-09",false,false,"2024-06-26","BLANK",null,null,{"$error":"#VALUE!"}]
["BALL VALVE",null,null,null,null,null,null,null,null,null,"NO",null,12,4.2857142857142856,"2024-07-26","2024-10-18",null,"NO","NO","NO",null,null,null,null,null,"2024-08-09",false,false,"2024-06-26","BLANK",null,null,{"$f":"IF((CODE(RIGHT(B325,1))>96),CONCATENATE(REPT(\"0\",6-LEN(B325)),B325),CONCATENATE(REPT(\"0\",5-LEN(B325)),B325))","v":{"$error":"#VALUE!"}}]
["BALL VALVE",null,null,null,null,null,null,null,null,null,"NO",null,12,4.2857142857142856,"2024-07-26","2024-10-18",null,"NO","NO","NO",null,null,null,null,null,"2024-08-09",false,false,"2024-06-26","BLANK",null,null,{"$error":"#VALUE!"}]
["BALL VALVE",null,null,null,null,null,null,null,null,null,"NO",null,12,4.2857142857142856,"2024-07-26","2024-10-18",null,"NO","NO","NO",null,null,null,null,null,"2024-08-09",false,false,"2024-06-26","BLANK",null,null,{"$error":"#VALUE!"}]
["BALL VALVE",null,null,null,null,null,null,null,null,null,"NO",null,12,4.2857142857142856,"2024-07-26","2024-10-18",null,"NO","NO","NO",null,null,null,null,null,"2024-08-09",false,false,"2024-06-26","BLANK",null,null,{"$error":"#VALUE!"}]
["BALL VALVE",null,null,null,null,null,null,null,null,null,"NO",null,12,4.2857142857142856,"2024-07-26","2024-10-18",null,"NO","NO","NO",null,null,null,null,null,"2024-08-09",false,false,"2024-06-26","BLANK",null,null,{"$error":"#VALUE!"}]
["BALL VALVE",null,null,null,null,null,null,null,null,null,"NO",null,12,4.2857142857142856,"2024-07-26","2024-10-18",null,"NO","NO","NO",null,null,null,null,null,"2024-08-09",false,false,"2024-06-26","BLANK",null,null,{"$error":"#VALUE!"}]
["BALL VALVE",null,null,null,null,null,null,null,null,null,"NO",null,12,4.2857142857142856,"2024-07-26","2024-10-18",null,"NO","NO","NO",null,null,null,null,null,"2024-08-09",false,false,"2024-06-26","BLANK",null,null,{"$f":"IF((CODE(RIGHT(#REF!,1))>96),CONCATENATE(REPT(\"0\",6-LEN(#REF!)),#REF!),CONCATENATE(REPT(\"0\",5-LEN(#REF!)),#REF!))","v":{"$error":"#REF!"}}]
["BALL VALVE",null,null,null,null,null,null,null,null,null,"NO",null,12,4.2857142857142856,"2024-07-26","2024-10-18",null,"NO","NO","NO",null,null,null,null,null,"2024-08-09",false,false,"2024-06-26","BLANK",null,null,{"$f":"IF((CODE(RIGHT(#REF!,1))>96),CONCATENATE(REPT(\"0\",6-LEN(#REF!)),#REF!),CONCATENATE(REPT(\"0\",5-LEN(#REF!)),#REF!))","v":{"$error":"#REF!"}}]
["BALL VALVE",null,null,null,null,null,null,null,null,null,"NO",null,12,4.2857142857142856,"2024-07-26","2024-10-18",null,"NO","NO","NO",null,null,null,null,null,"2024-08-09",false,false,"2024-06-26","BLANK",null,null,{"$f":"IF((CODE(RIGHT(#REF!,1))>96),CONCATENATE(REPT(\"0\",6-LEN(#REF!)),#REF!),CONCATENATE(REPT(\"0\",5-LEN(#REF!)),#REF!))","v":{"$error":"#REF!"}}]
["BALL VALVE",null,null,null,null,null,null,null,null,null,"NO",null,12,4.2857142857142856,"2024-07-26","2024-10-18",null,"NO","NO","NO",null,null,null,null,null,"2024-08-09",{"$f":"AND(O320<(AC320+21),ISBLANK(L320))","v":false},{"$f":"AND(O320<AC320,ISBLANK(L320))","v":false},"2024-06-26",{"$f":"IF((P320-Q320)<0, TRUE, IF(ISBLANK(Q320), \"BLANK\", FALSE))","v":"BLANK"},null,null,{"$f":"IF((CODE(RIGHT(#REF!,1))>96),CONCATENATE(REPT(\"0\",6-LEN(#REF!)),#REF!),CONCATENATE(REPT(\"0\",5-LEN(#REF!)),#REF!))","v":{"$error":"#REF!"}}]
["BALL VALVE",null,null,null,null,null,null,null,null,null,"NO",null,12,4.2857142857142856,"2024-07-26","2024-10-18",null,"NO","NO","NO",null,null,null,null,null,"2024-08-09",false,false,"2024-06-26","BLANK",null,null,{"$f":"IF((CODE(RIGHT(#REF!,1))>96),CONCATENATE(REPT(\"0\",6-LEN(#REF!)),#REF!),CONCATENATE(REPT(\"0\",5-LEN(#REF!)),#REF!))","v":{"$error":"#REF!"}}]
["BALL VALVE",null,null,null,null,null,null,null,null,null,"NO",null,12,4.2857142857142856,"2024-07-26","2024-10-18",null,"NO","NO","NO",null,null,null,null,null,"2024-08-09",false,false,"2024-06-26","BLANK",null,null,{"$f":"IF((CODE(RIGHT(B331,1))>96),CONCATENATE(REPT(\"0\",6-LEN(B331)),B331),CONCATENATE(REPT(\"0\",5-LEN(B331)),B331))","v":{"$error":"#VALUE!"}}]
["BALL VALVE",null,null,null,null,null,null,null,null,null,"NO",null,12,4.2857142857142856,"2024-07-26","2024-10-18",null,"NO","NO","NO",null,null,null,null,null,"2024-08-09",false,false,"2024-06-26","BLANK",null,null,{"$error":"#VALUE!"}]
["BALL VALVE",null,null,null,null,null,null,null,null,null,"NO",null,12,4.2857142857142856,"2024-07-26","2024-10-18",null,"NO","NO","NO",null,null,null,null,null,"2024-08-09",false,false,"2024-06-26","BLANK",null,null,{"$error":"#VALUE!"}]
["BALL VALVE",null,null,null,null,null,null,null,null,null,"NO",null,12,4.2857142857142856,"2024-07-26","2024-10-18",null,"NO","NO","NO",null,null,null,null,null,"2024-08-09",false,false,"2024-06-26","BLANK",null,null,{"$error":"#VALUE!"}]
["BALL VALVE",null,null,null,null,null,null,null,null,null,"NO",null,12,4.2857142857142856,"2024-07-26","2024-10-18",null,"NO","NO","NO",null,null,null,null,null,{"$f":"$Q$10-M326*7","v":"2024-08-09"},false,false,"2024-06-26","BLANK",null,null,{"$error":"#VALUE!"}]
["BALL VALVE",null,null,null,null,null,null,null,null,null,"NO",null,12,4.2857142857142856,"2024-07-26","2024-10-18",null,"NO","NO","NO",null,null,null,null,null,"2024-08-09",false,false,"2024-06-26","BLANK",null,null,{"$error":"#VALUE!"}]
["BALL VALVE",null,null,null,null,null,null,null,null,null,"NO",null,12,4.2857142857142856,"2024-07-26","2024-10-18",null,"NO","NO","NO",null,null,null,null,null,"2024-08-09",false,false,"2024-06-26","BLANK",null,null,{"$error":"#VALUE!"}]
["BALL VALVE",null,null,null,null,null,null,null,null,null,"NO",null,12,4.2857142857142856,"2024-07-26","2024-10-18",null,"NO","NO","NO",null,null,null,null,null,"2024-08-09",false,false,"2024-06-26","BLANK",null,null,{"$error":"#VALUE!"}]
["BALL VALVE",null,null,null,null,null,null,null,null,null,"NO",null,12,4.2857142857142856,"2024-07-26","2024-10-18",null,"NO","NO","NO",null,null,null,null,null,"2024-08-09",false,false,"2024-06-26","BLANK",null,null,{"$error":"#VALUE!"}]
["BALL VALVE",null,null,null,null,null,null,null,null,null,"NO",null,12,4.2857142857142856,"2024-07-26","2024-10-18",null,"NO","NO","NO",null,null,null,null,null,"2024-08-09",false,false,"2024-06-26","BLANK",null,null,{"$f":"IF((CODE(RIGHT(#REF!,1))>96),CONCATENATE(REPT(\"0\",6-LEN(#REF!)),#REF!),CONCATENATE(REPT(\"0\",5-LEN(#REF!)),#REF!))","v":{"$error":"#REF!"}}]
["BALL VALVE",null,null,null,null,null,null,null,null,null,"NO",null,12,4.2857142857142856,"2024-07-26","2024-10-18",null,"NO","NO","NO",null,null,null,null,null,"2024-08-09",false,false,"2024-06-26","BLANK",null,null,{"$f":"IF((CODE(RIGHT(B346,1))>96),CONCATENATE(REPT(\"0\",6-LEN(B346)),B346),CONCATENATE(REPT(\"0\",5-LEN(B346)),B346))","v":{"$error":"#VALUE!"}}]
["BALL VALVE",null,null,null,null,null,null,null,null,null,"NO",null,12,4.2857142857142856,"2024-07-26","2024-10-18",null,"NO","NO","NO",null,null,null,null,null,"2024-08-09",false,false,"2024-06-26","BLANK",null,null,{"$f":"IF((CODE(RIGHT(B350,1))>96),CONCATENATE(REPT(\"0\",6-LEN(B350)),B350),CONCATENATE(REPT(\"0\",5-LEN(B350)),B350))","v":{"$error":"#VALUE!"}}]
["BALL VALVE",null,null,null,null,null,null,null,null,null,"NO",null,12,4.2857142857142856,"2024-07-26","2024-10-18",null,"NO","NO","NO",null,null,null,null,null,"2024-08-09",false,false,"2024-06-26","BLANK",null,null,{"$f":"IF((CODE(RIGHT(B351,1))>96),CONCATENATE(REPT(\"0\",6-LEN(B351)),B351),CONCATENATE(REPT(\"0\",5-LEN(B351)),B351))","v":{"$error":"#VALUE!"}}]
["BALL VALVE",null,null,null,null,null,null,null,null,null,"NO",null,12,4.2857142857142856,"2024-07-26","2024-10-18",null,"NO","NO","NO",null,null,null,null,null,"2024-08-09",false,false,"2024-06-26","BLANK",null,null,{"$f":"IF((CODE(RIGHT(#REF!,1))>96),CONCATENATE(REPT(\"0\",6-LEN(#REF!)),#REF!),CONCATENATE(REPT(\"0\",5-LEN(#REF!)),#REF!))","v":{"$error":"#REF!"}}]
["BALL VALVE",null,null,null,null,null,null,null,null,null,"NO",null,12,4.2857142857142856,"2024-07-26","2024-10-18",null,"NO","NO","NO",null,null,null,null,null,"2024-08-09",false,false,"2024-06-26","BLANK",null,null,{"$f":"IF((CODE(RIGHT(#REF!,1))>96),CONCATENATE(REPT(\"0\",6-LEN(#REF!)),#REF!),CONCATENATE(REPT(\"0\",5-LEN(#REF!)),#REF!))","v":{"$error":"#REF!"}}]
["BALL VALVE",null,null,null,null,null,null,null,null,null,"NO",null,12,4.2857142857142856,"2024-07-26","2024-10-18",null,"NO","NO","NO",null,null,null,null,null,"2024-08-09",false,false,"2024-06-26","BLANK",null,null,{"$f":"IF((CODE(RIGHT(#REF!,1))>96),CONCATENATE(REPT(\"0\",6-LEN(#REF!)),#REF!),CONCATENATE(REPT(\"0\",5-LEN(#REF!)),#REF!))","v":{"$error":"#REF!"}}]
["BALL VALVE",null,null,null,null,null,null,null,null,null,"NO",null,12,4.2857142857142856,"2024-07-26","2024-10-18",null,"NO","NO","NO",null,null,null,null,null,"2024-08-09",false,false,"2024-06-26","BLANK",null,null,{"$f":"IF((CODE(RIGHT(#REF!,1))>96),CONCATENATE(REPT(\"0\",6-LEN(#REF!)),#REF!),CONCATENATE(REPT(\"0\",5-LEN(#REF!)),#REF!))","v":{"$error":"#REF!"}}]
["BALL VALVE",null,null,null,null,null,null,null,null,null,"NO",null,12,{"$f":"IF(NOT(ISBLANK(L339)), \"ORDERED\", IF(ISBLANK(M339), \"???\", ($P339-$M339*7-TODAY())/7))","v":4.2857142857142856},{"$f":"IF(NOT(ISBLANK(L339)), \"ORDERED\", IF(ISBLANK(M339), \"???\", ($P339-$M339*7)))","v":"2024-07-26"},{"$f":"$Q$10-14","v":"2024-10-18"},null,"NO","NO","NO",null,null,null,null,null,"2024-08-09",false,false,"2024-06-26","BLANK",null,null,{"$f":"IF((CODE(RIGHT(#REF!,1))>96),CONCATENATE(REPT(\"0\",6-LEN(#REF!)),#REF!),CONCATENATE(REPT(\"0\",5-LEN(#REF!)),#REF!))","v":{"$error":"#REF!"}}]
["BALL VALVE",null,null,null,null,null,null,null,null,null,"NO",null,12,4.2857142857142856,"2024-07-26","2024-10-18",null,"NO","NO","NO",null,null,null,null,null,"2024-08-09",false,false,"2024-06-26","BLANK",null,null,{"$f":"IF((CODE(RIGHT(#REF!,1))>96),CONCATENATE(REPT(\"0\",6-LEN(#REF!)),#REF!),CONCATENATE(REPT(\"0\",5-LEN(#REF!)),#REF!))","v":{"$error":"#REF!"}}]
["BALL VALVE",null,null,null,null,null,null,null,null,null,"NO",null,12,4.2857142857142856,"2024-07-26","2024-10-18",null,"NO","NO","NO",null,null,null,null,null,"2024-08-09",false,false,"2024-06-26","BLANK",null,null,{"$f":"IF((CODE(RIGHT(#REF!,1))>96),CONCATENATE(REPT(\"0\",6-LEN(#REF!)),#REF!),CONCATENATE(REPT(\"0\",5-LEN(#REF!)),#REF!))","v":{"$error":"#REF!"}}]
["BALL VALVE",null,null,null,null,null,null,null,null,null,"NO",null,12,4.2857142857142856,"2024-07-26","2024-10-18",null,"NO","NO","NO",null,null,null,null,null,"2024-08-09",false,false,"2024-06-26","BLANK",null,null,{"$f":"IF((CODE(RIGHT(B352,1))>96),CONCATENATE(REPT(\"0\",6-LEN(B352)),B352),CONCATENATE(REPT(\"0\",5-LEN(B352)),B352))","v":{"$error":"#VALUE!"}}]
["BALL VALVE",null,null,null,null,null,null,null,null,null,"NO",null,12,4.2857142857142856,"2024-07-26","2024-10-18",null,"NO","NO","NO",null,null,null,null,null,"2024-08-09",false,false,"2024-06-26","BLANK",null,null,{"$f":"IF((CODE(RIGHT(B353,1))>96),CONCATENATE(REPT(\"0\",6-LEN(B353)),B353),CONCATENATE(REPT(\"0\",5-LEN(B353)),B353))","v":{"$error":"#VALUE!"}}]
["BALL VALVE",null,null,null,null,null,null,null,null,null,"NO",null,12,4.2857142857142856,"2024-07-26","2024-10-18",null,"NO","NO","NO",null,null,null,null,null,"2024-08-09",false,false,"2024-06-26","BLANK",null,null,{"$f":"IF((CODE(RIGHT(B354,1))>96),CONCATENATE(REPT(\"0\",6-LEN(B354)),B354),CONCATENATE(REPT(\"0\",5-LEN(B354)),B354))","v":{"$error":"#VALUE!"}}]
["MANIFOLD VALVE",null,null,null,null,null,null,null,null,null,"NO",null,12,{"$f":"IF(NOT(ISBLANK(L345)), \"ORDERED\", IF(ISBLANK(M345), \"???\", ($P345-$M345*7-TODAY())/7))","v":4.2857142857142856},{"$f":"IF(NOT(ISBLANK(L345)), \"ORDERED\", IF(ISBLANK(M345), \"???\", ($P345-$M345*7)))","v":"2024-07-26"},"2024-10-18",null,"NO","NO","NO",null,null,null,null,null,{"$f":"$Q$10-M345*7","v":"2024-08-09"},{"$f":"AND(O345<(AC345+21),ISBLANK(L345))","v":false},{"$f":"AND(O345<AC345,ISBLANK(L345))","v":false},"2024-06-26",{"$f":"IF((P345-Q345)<0, TRUE, IF(ISBLANK(Q345), \"BLANK\", FALSE))","v":"BLANK"},null,null,{"$f":"IF((CODE(RIGHT(#REF!,1))>96),CONCATENATE(REPT(\"0\",6-LEN(#REF!)),#REF!),CONCATENATE(REPT(\"0\",5-LEN(#REF!)),#REF!))","v":{"$error":"#REF!"}}]
["MANIFOLD VALVE",null,null,null,null,null,null,null,null,null,"NO",null,12,{"$f":"IF(NOT(ISBLANK(L346)), \"ORDERED\", IF(ISBLANK(M346), \"???\", ($P346-$M346*7-TODAY())/7))","v":4.2857142857142856},{"$f":"IF(NOT(ISBLANK(L346)), \"ORDERED\", IF(ISBLANK(M346), \"???\", ($P346-$M346*7)))","v":"2024-07-26"},"2024-10-18",null,"NO","NO","NO",null,null,null,null,null,"2024-08-09",false,false,"2024-06-26",{"$f":"IF((P346-Q346)<0, TRUE, IF(ISBLANK(Q346), \"BLANK\", FALSE))","v":"BLANK"},null,null,{"$f":"IF((CODE(RIGHT(#REF!,1))>96),CONCATENATE(REPT(\"0\",6-LEN(#REF!)),#REF!),CONCATENATE(REPT(\"0\",5-LEN(#REF!)),#REF!))","v":{"$error":"#REF!"}}]
["MANIFOLD VALVE",null,null,null,null,null,null,null,null,null,"NO",null,12,4.2857142857142856,"2024-07-26","2024-10-18",null,"NO","NO","NO",null,null,null,null,null,"2024-08-09",false,false,"2024-06-26","BLANK"]
["MANIFOLD VALVE",null,null,null,null,null,null,null,null,null,"NO",null,12,4.2857142857142856,"2024-07-26","2024-10-18",null,"NO","NO","NO",null,null,null,null,null,"2024-08-09",false,false,"2024-06-26","BLANK"]
["MANIFOLD VALVE",null,null,null,null,null,null,null,null,null,"NO",null,12,{"$f":"IF(NOT(ISBLANK(L349)), \"ORDERED\", IF(ISBLANK(M349), \"???\", ($P349-$M349*7-TODAY())/7))","v":4.2857142857142856},{"$f":"IF(NOT(ISBLANK(L349)), \"ORDERED\", IF(ISBLANK(M349), \"???\", ($P349-$M349*7)))","v":"2024-07-26"},"2024-10-18",null,"NO","NO","NO",null,null,null,null,null,"2024-08-09",false,false,"2024-06-26",{"$f":"IF((P349-Q349)<0, TRUE, IF(ISBLANK(Q349), \"BLANK\", FALSE))","v":"BLANK"}]
["FCV",null,null,null,null,null,null,null,null,null,"NO",null,12,4.2857142857142856,"2024-07-26","2024-10-18",null,"NO","NO","NO",null,null,null,null,null,"2024-08-09",false,false,"2024-06-26","BLANK",null,null,{"$f":"IF((CODE(RIGHT(B356,1))>96),CONCATENATE(REPT(\"0\",6-LEN(B356)),B356),CONCATENATE(REPT(\"0\",5-LEN(B356)),B356))","v":{"$error":"#VALUE!"}}]
["FCV",null,null,null,null,null,null,null,null,null,"NO",null,12,4.2857142857142856,"2024-07-26","2024-10-18",null,"NO","NO","NO",null,null,null,null,null,"2024-08-09",false,false,"2024-06-26","BLANK",null,null,{"$f":"IF((CODE(RIGHT(#REF!,1))>96),CONCATENATE(REPT(\"0\",6-LEN(#REF!)),#REF!),CONCATENATE(REPT(\"0\",5-LEN(#REF!)),#REF!))","v":{"$error":"#REF!"}}]
["CHECK VALVE",null,null,null,null,null,null,null,null,null,"NO",null,15,1.2857142857142858,"2024-07-05","2024-10-18",null,"NO","NO","NO",null,null,null,null,null,"2024-07-19",true,false,"2024-06-26","BLANK",null,null,{"$f":"IF((CODE(RIGHT(#REF!,1))>96),CONCATENATE(REPT(\"0\",6-LEN(#REF!)),#REF!),CONCATENATE(REPT(\"0\",5-LEN(#REF!)),#REF!))","v":{"$error":"#REF!"}}]
["CHECK VALVE",null,null,null,null,null,null,null,null,null,"NO",null,12,4.2857142857142856,"2024-07-26","2024-10-18",null,"NO","NO","NO",null,null,null,null,null,"2024-08-09",false,false,"2024-06-26","BLANK",null,null,{"$f":"IF((CODE(RIGHT(#REF!,1))>96),CONCATENATE(REPT(\"0\",6-LEN(#REF!)),#REF!),CONCATENATE(REPT(\"0\",5-LEN(#REF!)),#REF!))","v":{"$error":"#REF!"}}]
["CHECK VALVE",null,null,null,null,null,null,null,null,null,"NO",null,12,4.2857142857142856,"2024-07-26","2024-10-18",null,"NO","NO","NO",null,null,null,null,null,"2024-08-09",false,false,"2024-06-26","BLANK",null,null,{"$f":"IF((CODE(RIGHT(#REF!,1))>96),CONCATENATE(REPT(\"0\",6-LEN(#REF!)),#REF!),CONCATENATE(REPT(\"0\",5-LEN(#REF!)),#REF!))","v":{"$error":"#REF!"}}]
["CHECK VALVE",null,null,null,null,null,null,null,null,null,"NO",null,12,4.2857142857142856,"2024-07-26","2024-10-18",null,"NO","NO","NO",null,null,null,null,null,"2024-08-09",false,false,{"$f":"TODAY()","v":"2024-06-26"},"BLANK",null,null,{"$f":"IF((CODE(RIGHT(#REF!,1))>96),CONCATENATE(REPT(\"0\",6-LEN(#REF!)),#REF!),CONCATENATE(REPT(\"0\",5-LEN(#REF!)),#REF!))","v":{"$error":"#REF!"}}]
["CHECK VALVE",null,null,null,null,null,null,null,null,null,"NO",null,12,4.2857142857142856,"2024-07-26","2024-10-18",null,"NO","NO","NO",null,null,null,null,null,"2024-08-09",false,false,"2024-06-26","BLANK",null,null,{"$f":"IF((CODE(RIGHT(#REF!,1))>96),CONCATENATE(REPT(\"0\",6-LEN(#REF!)),#REF!),CONCATENATE(REPT(\"0\",5-LEN(#REF!)),#REF!))","v":{"$error":"#REF!"}}]
["CHECK VALVE",null,null,null,null,null,null,null,null,null,"NO",null,12,4.2857142857142856,"2024-07-26","2024-10-18",null,"NO","NO","NO",null,null,null,null,null,"2024-08-09",false,false,"2024-06-26","BLANK"]
["CHECK VALVE",null,null,null,null,null,null,null,null,null,"NO",null,12,4.2857142857142856,"2024-07-26","2024-10-18",null,"NO","NO","NO",null,null,null,null,null,"2024-08-09",false,false,"2024-06-26","BLANK"]
["CHECK VALVE",null,null,null,null,null,null,null,null,null,"NO",null,12,4.2857142857142856,"2024-07-26","2024-10-18",null,"NO","NO","NO",null,null,null,null,null,"2024-08-09",false,false,"2024-06-26","BLANK"]
["CHECK VALVE",null,null,null,null,null,null,null,null,null,"NO",null,12,4.2857142857142856,"2024-07-26","2024-10-18",null,"NO","NO","NO",null,null,null,null,null,"2024-08-09",false,false,"2024-06-26","BLANK"]
["CHECK VALVE",null,null,null,null,null,null,null,null,null,"NO",null,12,4.2857142857142856,"2024-07-26","2024-10-18",null,"NO","NO","NO",null,null,null,null,null,"2024-08-09",false,false,"2024-06-26","BLANK"]
["GLOBE VALVE",null,null,null,null,null,null,null,null,null,"NO",null,12,4.2857142857142856,"2024-07-26","2024-10-18",null,"NO","NO","NO",null,null,null,null,null,"2024-08-09",false,false,"2024-06-26","BLANK",null,null,{"$f":"IF((CODE(RIGHT(B367,1))>96),CONCATENATE(REPT(\"0\",6-LEN(B367)),B367),CONCATENATE(REPT(\"0\",5-LEN(B367)),B367))","v":{"$error":"#VALUE!"}}]
["GLOBE VALVE",null,null,null,null,null,null,null,null,null,"NO",null,12,4.2857142857142856,"2024-07-26","2024-10-18",null,"NO","NO","NO",null,null,null,null,null,"2024-08-09",false,false,"2024-06-26","BLANK",null,null,{"$f":"IF((CODE(RIGHT(B368,1))>96),CONCATENATE(REPT(\"0\",6-LEN(B368)),B368),CONCATENATE(REPT(\"0\",5-LEN(B368)),B368))","v":{"$error":"#VALUE!"}}]
["GLOBE VALVE",null,null,null,null,null,null,null,null,null,"NO",null,12,4.2857142857142856,"2024-07-26","2024-10-18",null,"NO","NO","NO",null,null,null,null,null,"2024-08-09",false,false,"2024-06-26","BLANK",null,null,{"$f":"IF((CODE(RIGHT(B369,1))>96),CONCATENATE(REPT(\"0\",6-LEN(B369)),B369),CONCATENATE(REPT(\"0\",5-LEN(B369)),B369))","v":{"$error":"#VALUE!"}}]
["ON/OFF VALVE",null,null,null,null,null,null,null,null,null,"NO",null,10,6.2857142857142856,"2024-08-09","2024-10-18",null,"NO","NO","NO",null,null,null,null,null,45527,false,false,45469,"BLANK",null,null,{"$f":"IF((CODE(RIGHT(B374,1))>96),CONCATENATE(REPT(\"0\",6-LEN(B374)),B374),CONCATENATE(REPT(\"0\",5-LEN(B374)),B374))","v":{"$error":"#VALUE!"}}]
["ON/OFF VALVE",null,null,null,null,null,null,null,null,null,"NO",null,10,6.2857142857142856,"2024-08-09","2024-10-18",null,"NO","NO","NO",null,null,null,null,null,45527,false,false,45469,"BLANK",null,null,{"$error":"#VALUE!"}]
["ON/OFF VALVE",null,null,null,null,null,null,null,null,null,"NO",null,10,6.2857142857142856,"2024-08-09","2024-10-18",null,"NO","NO","NO",null,null,null,null,null,45527,false,false,45469,"BLANK",null,null,{"$error":"#VALUE!"}]
["STRAINER",null,null,null,null,null,null,null,null,null,"NO",null,12,4.2857142857142856,"2024-07-26","2024-10-18",null,"NO","NO","NO",null,null,null,null,null,"2024-08-09",false,false,"2024-06-26","BLANK",null,null,{"$error":"#VALUE!"}]
["STRAINER",null,null,null,null,null,null,null,null,null,"NO",null,12,4.2857142857142856,"2024-07-26","2024-10-18",null,"NO","NO","NO",null,null,null,null,null,"2024-08-09",false,false,"2024-06-26","BLANK",null,null,{"$error":"#VALUE!"}]
["STRAINER",null,null,null,null,null,null,null,null,null,"NO",null,12,4.2857142857142856,"2024-07-26","2024-10-18",null,"NO","NO","NO",null,null,null,null,null,"2024-08-09",false,false,"2024-06-26","BLANK",null,null,{"$error":"#VALUE!"}]
["STRAINER",null,null,null,null,null,null,null,null,null,"NO",null,12,4.2857142857142856,"2024-07-26","2024-10-18",null,"NO","NO","NO",null,null,null,null,null,"2024-08-09",false,false,"2024-06-26","BLANK",null,null,{"$error":"#VALUE!"}]
["STRAINER",null,null,null,null,null,null,null,null,null,"NO",null,12,4.2857142857142856,"2024-07-26","2024-10-18",null,"NO","NO","NO",null,null,null,null,null,"2024-08-09",false,false,"2024-06-26","BLANK",null,null,{"$error":"#VALUE!"}]
["NEEDLE VALVE",null,null,null,null,null,null,null,null,null,"NO",null,12,4.2857142857142856,"2024-07-26","2024-10-18",null,"NO","NO","NO",null,null,null,null,null,"2024-08-09",false,false,"2024-06-26","BLANK",null,null,{"$f":"IF((CODE(RIGHT(B387,1))>96),CONCATENATE(REPT(\"0\",6-LEN(B387)),B387),CONCATENATE(REPT(\"0\",5-LEN(B387)),B387))","v":{"$error":"#VALUE!"}}]
["NEEDLE VALVE",null,null,null,null,null,null,null,null,null,"NO",null,12,4.2857142857142856,"2024-07-26","2024-10-18",null,"NO","NO","NO",null,null,null,null,null,"2024-08-09",false,false,"2024-06-26","BLANK",null,null,{"$error":"#VALUE!"}]
["NEEDLE VALVE",null,null,null,null,null,null,null,null,null,"NO",null,12,4.2857142857142856,"2024-07-26","2024-10-18",null,"NO","NO","NO",null,null,null,null,null,"2024-08-09",false,false,"2024-06-26","BLANK",null,null,{"$error":"#VALUE!"}]
["MANIFOLD VALVE",null,null,null,null,null,null,null,null,null,"NO",null,12,4.2857142857142856,"2024-07-26","2024-10-18",null,"NO","NO","NO",null,null,null,null,null,"2024-08-09",false,false,"2024-06-26","BLANK",null,null,{"$error":"#VALUE!"}]
["SIGHT INDICATOR",null,null,null,null,null,null,null,null,null,"NO",null,8,8.2857142857142865,"2024-08-23",{"$f":"$Q$10-14","v":"2024-10-18"},null,"NO","NO","NO",null,null,null,null,null,"2024-09-06",false,false,"2024-06-26","BLANK",null,null,{"$error":"#VALUE!"}]
["SIGHT INDICATOR",null,null,null,null,null,null,null,null,null,"NO",null,8,8.2857142857142865,"2024-08-23","2024-10-18",null,"NO","NO","NO",null,null,null,null,null,"2024-09-06",false,false,"2024-06-26","BLANK",null,null,{"$error":"#VALUE!"}]
["SIGHT INDICATOR",null,null,null,null,null,null,null,null,null,"NO",null,8,8.2857142857142865,"2024-08-23","2024-10-18",null,"NO","NO","NO",null,null,null,null,null,"2024-09-06",false,false,"2024-06-26","BLANK",null,null,{"$error":"#VALUE!"}]
["SIGHT INDICATOR",null,null,null,null,null,null,null,null,null,"NO",null,15,1.2857142857142858,"2024-07-05","2024-10-18",null,"NO","NO","NO",null,null,null,null,null,{"$f":"$Q$10-M380*7","v":"2024-07-19"},true,false,"2024-06-26","BLANK",null,null,{"$error":"#VALUE!"}]
["SUCTION STRAINER",null,null,null,null,null,null,null,null,null,"NO",null,null,null,null,null,null,"NO","NO","NO",null,null,null,null,null,null,null,null,null,null,null,null,{"$error":"#VALUE!"}]
[null,null,null,null,null,null,null,null,null,null,null,null,null,null,null,null,null,null,null,null,null,null,null,null,null,null,null,null,null,null,null,null,{"$error":"#VALUE!"}]
[null,null,null,null,null,null,null,null,null,null,null,null,null,null,null,null,null,null,null,null,null,null,null,null,null,null,null,null,null,null,null,null,{"$error":"#VALUE!"}]
[null,null,null,null,null,null,null,null,null,null,null,null,null,null,null,null,null,null,null,null,null,null,null,null,null,null,null,null,null,null,null,null,{"$error":"#VALUE!"}]
[null,null,null,null,null,null,null,null,null,null,null,null,null,null,null,null,null,null,null,null,null,null,null,null,null,null,null,null,null,null,null,null,{"$error":"#VALUE!"}]
[null,null,null,null,null,null,null,null,null,null,null,null,null,null,null,null,null,null,null,null,null,null,null,null,null,null,null,null,null,null,null,null,{"$error":"#VALUE!"}]
[null,null,null,null,null,null,null,null,null,null,null,null,null,null,null,null,null,null,null,null,null,null,null,null,null,null,null,null,null,null,null,null,{"$error":"#VALUE!"}]
[null,null,null,null,null,null,null,null,null,null,null,null,null,null,null,null,null,null,null,null,null,null,null,null,null,null,null,null,null,null,null,null,{"$error":"#VALUE!"}]
[null,null,null,null,null,null,null,null,null,null,null,null,null,null,null,null,null,null,null,null,null,null,null,null,null,null,null,null,null,null,null,null,{"$error":"#VALUE!"}]
[null,null,null,null,null,null,null,null,null,null,null,null,null,null,null,null,null,null,null,null,null,null,null,null,null,null,null,null,null,null,null,null,{"$error":"#VALUE!"}]
[null,null,null,null,null,null,null,null,null,null,null,null,null,null,null,null,null,null,null,null,null,null,null,null,null,null,null,null,null,null,null,null,{"$error":"#VALUE!"}]
[null,null,null,null,null,null,null,null,null,null,null,null,null,null,null,null,null,null,null,null,null,null,null,null,null,null,null,null,null,null,null,null,{"$error":"#VALUE!"}]
[null,null,null,null,null,null,null,null,null,null,null,null,null,null,null,null,null,null,null,null,null,null,null,null,null,null,null,null,null,null,null,null,{"$error":"#VALUE!"}]
[null,null,null,null,null,null,null,null,null,null,null,null,null,null,null,null,null,null,null,null,null,null,null,null,null,null,null,null,null,null,null,null,{"$error":"#VALUE!"}]
[null,null,null,null,null,null,null,null,null,null,null,null,null,null,null,null,null,null,null,null,null,null,null,null,null,null,null,null,null,null,null,null,{"$error":"#VALUE!"}]
[null,null,null,null,null,null,null,null,null,null,null,null,null,null,null,null,null,null,null,null,null,null,null,null,null,null,null,null,null,null,null,null,{"$error":"#VALUE!"}]
[null,null,null,null,null,null,null,null,null,null,null,null,null,null,null,null,null,null,null,null,null,null,null,null,null,null,null,null,null,null,null,null,{"$error":"#VALUE!"}]
[null,null,null,null,null,null,null,null,null,null,null,null,null,null,null,null,null,null,null,null,null,null,null,null,null,null,null,null,null,null,null,null,{"$error":"#VALUE!"}]
[null,null,null,null,null,null,null,null,null,null,null,null,null,null,null,null,null,null,null,null,null,null,null,null,null,null,null,null,null,null,null,null,{"$error":"#VALUE!"}]
[null,null,null,null,null,null,null,null,null,null,null,null,null,null,null,null,null,null,null,null,null,null,null,null,null,null,null,null,null,null,null,null,{"$error":"#VALUE!"}]
[null,null,null,null,null,null,null,null,null,null,null,null,null,null,null,null,null,null,null,null,null,null,null,null,null,null,null,null,null,null,null,null,{"$error":"#VALUE!"}]
[null,null,null,null,null,null,null,null,null,null,null,null,null,null,null,null,null,null,null,null,null,null,null,null,null,null,null,null,null,null,null,null,{"$error":"#VALUE!"}]
[null,null,null,null,null,null,null,null,null,null,null,null,null,null,null,null,null,null,null,null,null,null,null,null,null,null,null,null,null,null,null,null,{"$error":"#VALUE!"}]
[null,null,null,null,null,null,null,null,null,null,null,null,null,null,null,null,null,null,null,null,null,null,null,null,null,null,null,null,null,null,null,null,{"$error":"#VALUE!"}]
[null,null,null,null,null,null,null,null,null,null,null,null,null,null,null,null,null,null,null,null,null,null,null,null,null,null,null,null,null,null,null,null,{"$error":"#VALUE!"}]
[null,null,null,null,null,null,null,null,null,null,null,null,null,null,null,null,null,null,null,null,null,null,null,null,null,null,null,null,null,null,null,null,{"$error":"#VALUE!"}]
[null,null,null,null,null,null,null,null,null,null,null,null,null,null,null,null,null,null,null,null,null,null,null,null,null,null,null,null,null,null,null,null,{"$error":"#VALUE!"}]
[null,null,null,null,null,null,null,null,null,null,null,null,null,null,null,null,null,null,null,null,null,null,null,null,null,null,null,null,null,null,null,null,{"$error":"#VALUE!"}]
[null,null,null,null,null,null,null,null,null,null,null,null,null,null,null,null,null,null,null,null,null,null,null,null,null,null,null,null,null,null,null,null,{"$error":"#VALUE!"}]
[null,null,null,null,null,null,null,null,null,null,null,null,null,null,null,null,null,null,null,null,null,null,null,null,null,null,null,null,null,null,null,null,{"$error":"#VALUE!"}]
[null,null,null,null,null,null,null,null,null,null,null,null,null,null,null,null,null,null,null,null,null,null,null,null,null,null,null,null,null,null,null,null,{"$error":"#VALUE!"}]
[null,null,null,null,null,null,null,null,null,null,null,null,null,null,null,null,null,null,null,null,null,null,null,null,null,null,null,null,null,null,null,null,{"$error":"#VALUE!"}]
[null,null,null,null,null,null,null,null,null,null,null,null,null,null,null,null,null,null,null,null,null,null,null,null,null,null,null,null,null,null,null,null,{"$error":"#VALUE!"}]
[null,null,null,null,null,null,null,null,null,null,null,null,null,null,null,null,null,null,null,null,null,null,null,null,null,null,null,null,null,null,null,null,{"$error":"#VALUE!"}]
[null,null,null,null,null,null,null,null,null,null,null,null,null,null,null,null,null,null,null,null,null,null,null,null,null,null,null,null,null,null,null,null,{"$error":"#VALUE!"}]
[null,null,null,null,null,null,null,null,null,null,null,null,null,null,null,null,null,null,null,null,null,null,null,null,null,null,null,null,null,null,null,null,{"$f":"IF((CODE(RIGHT(B430,1))>96),CONCATENATE(REPT(\"0\",6-LEN(B430)),B430),CONCATENATE(REPT(\"0\",5-LEN(B430)),B430))","v":{"$error":"#VALUE!"}}]
[null,null,null,null,null,null,null,null,null,null,null,null,null,null,null,null,null,null,null,null,null,null,null,null,null,null,null,null,null,null,null,null,{"$error":"#VALUE!"}]
[null,null,null,null,null,null,null,null,null,null,null,null,null,null,null,null,null,null,null,null,null,null,null,null,null,null,null,null,null,null,null,null,{"$error":"#VALUE!"}]
[null,null,null,null,null,null,null,null,null,null,null,null,null,null,null,null,null,null,null,null,null,null,null,null,null,null,null,null,null,null,null,null,{"$error":"#VALUE!"}]
[null,null,null,null,null,null,null,null,null,null,null,null,null,null,null,null,null,null,null,null,null,null,null,null,null,null,null,null,null,null,null,null,{"$error":"#VALUE!"}]
[null,null,null,null,null,null,null,null,null,null,null,null,null,null,null,null,null,null,null,null,null,null,null,null,null,null,null,null,null,null,null,null,{"$error":"#VALUE!"}]
[null,null,null,null,null,null,null,null,null,null,null,null,null,null,null,null,null,null,null,null,null,null,null,null,null,null,null,null,null,null,null,null,{"$error":"#VALUE!"}]
[null,null,null,null,null,null,null,null,null,null,null,null,null,null,null,null,null,null,null,null,null,null,null,null,null,null,null,null,null,null,null,null,{"$error":"#VALUE!"}]
[null,null,null,null,null,null,null,null,null,null,null,null,null,null,null,null,null,null,null,null,null,null,null,null,null,null,null,null,null,null,null,null,{"$error":"#VALUE!"}]
[null,null,null,null,null,null,null,null,null,null,null,null,null,null,null,null,null,null,null,null,null,null,null,null,null,null,null,null,null,null,null,null,{"$error":"#VALUE!"}]
[null,null,null,null,null,null,null,null,null,null,null,null,null,null,null,null,null,null,null,null,null,null,null,null,null,null,null,null,null,null,null,null,{"$error":"#VALUE!"}]
[null,null,null,null,null,null,null,null,null,null,null,null,null,null,null,null,null,null,null,null,null,null,null,null,null,null,null,null,null,null,null,null,{"$error":"#VALUE!"}]
[null,null,null,null,null,null,null,null,null,null,null,null,null,null,null,null,null,null,null,null,null,null,null,null,null,null,null,null,null,null,null,null,{"$error":"#VALUE!"}]
[null,null,null,null,null,null,null,null,null,null,null,null,null,null,null,null,null,null,null,null,null,null,null,null,null,null,null,null,null,null,null,null,{"$error":"#VALUE!"}]
[null,null,null,null,null,null,null,null,null,null,null,null,null,null,null,null,null,null,null,null,null,null,null,null,null,null,null,null,null,null,null,null,{"$error":"#VALUE!"}]
[null,null,null,null,null,null,null,null,null,null,null,null,null,null,null,null,null,null,null,null,null,null,null,null,null,null,null,null,null,null,null,null,{"$error":"#VALUE!"}]
[null,null,null,null,null,null,null,null,null,null,null,null,null,null,null,null,null,null,null,null,null,null,null,null,null,null,null,null,null,null,null,null,{"$error":"#VALUE!"}]
[null,null,null,null,null,null,null,null,null,null,null,null,null,null,null,null,null,null,null,null,null,null,null,null,null,null,null,null,null,null,null,null,{"$error":"#VALUE!"}]
[null,null,null,null,null,null,null,null,null,null,null,null,null,null,null,null,null,null,null,null,null,null,null,null,null,null,null,null,null,null,null,null,{"$error":"#VALUE!"}]
[null,null,null,null,null,null,null,null,null,null,null,null,null,null,null,null,null,null,null,null,null,null,null,null,null,null,null,null,null,null,null,null,{"$error":"#VALUE!"}]
[null,null,null,null,null,null,null,null,null,null,null,null,null,null,null,null,null,null,null,null,null,null,null,null,null,null,null,null,null,null,null,null,{"$error":"#VALUE!"}]
[null,null,null,null,null,null,null,null,null,null,null,null,null,null,null,null,null,null,null,null,null,null,null,null,null,null,null,null,null,null,null,null,{"$error":"#VALUE!"}]
[null,null,null,null,null,null,null,null,null,null,null,null,null,null,null,null,null,null,null,null,null,null,null,null,null,null,null,null,null,null,null,null,{"$error":"#VALUE!"}]
[null,null,null,null,null,null,null,null,null,null,null,null,null,null,null,null,null,null,null,null,null,null,null,null,null,null,null,null,null,null,null,null,{"$error":"#VALUE!"}]
[null,null,null,null,null,null,null,null,null,null,null,null,null,null,null,null,null,null,null,null,null,null,null,null,null,null,null,null,null,null,null,null,{"$error":"#VALUE!"}]
[null,null,null,null,null,null,null,null,null,null,null,null,null,null,null,null,null,null,null,null,null,null,null,null,null,null,null,null,null,null,null,null,{"$error":"#VALUE!"}]
[null,null,null,null,null,null,null,null,null,null,null,null,null,null,null,null,null,null,null,null,null,null,null,null,null,null,null,null,null,null,null,null,{"$error":"#VALUE!"}]
[null,null,null,null,null,null,null,null,null,null,null,null,null,null,null,null,null,null,null,null,null,null,null,null,null,null,null,null,null,null,null,null,{"$error":"#VALUE!"}]
[null,null,null,null,null,null,null,null,null,null,null,null,null,null,null,null,null,null,null,null,null,null,null,null,null,null,null,null,null,null,null,null,{"$error":"#VALUE!"}]
[null,null,null,null,null,null,null,null,null,null,null,null,null,null,null,null,null,null,null,null,null,null,null,null,null,null,null,null,null,null,null,null,{"$error":"#VALUE!"}]
[null,null,null,null,null,null,null,null,null,null,null,null,null,null,null,null,null,null,null,null,null,null,null,null,null,null,null,null,null,null,null,null,{"$error":"#VALUE!"}]
[null,null,null,null,null,null,null,null,null,null,null,null,null,null,null,null,null,null,null,null,null,null,null,null,null,null,null,null,null,null,null,null,{"$error":"#VALUE!"}]
[null,null,null,null,null,null,null,null,null,null,null,null,null,null,null,null,null,null,null,null,null,null,null,null,null,null,null,null,null,null,null,null,{"$error":"#VALUE!"}]
[null,null,null,null,null,null,null,null,null,null,null,null,null,null,null,null,null,null,null,null,null,null,null,null,null,null,null,null,null,null,null,null,{"$error":"#VALUE!"}]
[null,null,null,null,null,null,null,null,null,null,null,null,null,null,null,null,null,null,null,null,null,null,null,null,null,null,null,null,null,null,null,null,{"$error":"#VALUE!"}]
[null,null,null,null,null,null,null,null,null,null,null,null,null,null,null,null,null,null,null,null,null,null,null,null,null,null,null,null,null,null,null,null,{"$error":"#VALUE!"}]
[null,null,null,null,null,null,null,null,null,null,null,null,null,null,null,null,null,null,null,null,null,null,null,null,null,null,null,null,null,null,null,null,{"$error":"#VALUE!"}]
[null,null,null,null,null,null,null,null,null,null,null,null,null,null,null,null,null,null,null,null,null,null,null,null,null,null,null,null,null,null,null,null,{"$error":"#VALUE!"}]
[null,null,null,null,null,null,null,null,null,null,null,null,null,null,null,null,null,null,null,null,null,null,null,null,null,null,null,null,null,null,null,null,{"$error":"#VALUE!"}]
[null,null,null,null,null,null,null,null,null,null,null,null,null,null,null,null,null,null,null,null,null,null,null,null,null,null,null,null,null,null,null,null,{"$error":"#VALUE!"}]
[null,null,null,null,null,null,null,null,null,null,null,null,null,null,null,null,null,null,null,null,null,null,null,null,null,null,null,null,null,null,null,null,{"$error":"#VALUE!"}]
[null,null,null,null,null,null,null,null,null,null,null,null,null,null,null,null,null,null,null,null,null,null,null,null,null,null,null,null,null,null,null,null,{"$error":"#VALUE!"}]
[null,null,null,null,null,null,null,null,null,null,null,null,null,null,null,null,null,null,null,null,null,null,null,null,null,null,null,null,null,null,null,null,{"$error":"#VALUE!"}]
[null,null,null,null,null,null,null,null,null,null,null,null,null,null,null,null,null,null,null,null,null,null,null,null,null,null,null,null,null,null,null,null,{"$error":"#VALUE!"}]
[null,null,null,null,null,null,null,null,null,null,null,null,null,null,null,null,null,null,null,null,null,null,null,null,null,null,null,null,null,null,null,null,{"$error":"#VALUE!"}]
[null,null,null,null,null,null,null,null,null,null,null,null,null,null,null,null,null,null,null,null,null,null,null,null,null,null,null,null,null,null,null,null,{"$error":"#VALUE!"}]
[null,null,null,null,null,null,null,null,null,null,null,null,null,null,null,null,null,null,null,null,null,null,null,null,null,null,null,null,null,null,null,null,{"$error":"#VALUE!"}]
[null,null,null,null,null,null,null,null,null,null,null,null,null,null,null,null,null,null,null,null,null,null,null,null,null,null,null,null,null,null,null,null,{"$error":"#VALUE!"}]
[null,null,null,null,null,null,null,null,null,null,null,null,null,null,null,null,null,null,null,null,null,null,null,null,null,null,null,null,null,null,null,null,{"$error":"#VALUE!"}]
[null,null,null,null,null,null,null,null,null,null,null,null,null,null,null,null,null,null,null,null,null,null,null,null,null,null,null,null,null,null,null,null,{"$error":"#VALUE!"}]
[null,null,null,null,null,null,null,null,null,null,null,null,null,null,null,null,null,null,null,null,null,null,null,null,null,null,null,null,null,null,null,null,{"$error":"#VALUE!"}]
[null,null,null,null,null,null,null,null,null,null,null,null,null,null,null,null,null,null,null,null,null,null,null,null,null,null,null,null,null,null,null,null,{"$error":"#VALUE!"}]
[null,null,null,null,null,null,null,null,null,null,null,null,null,null,null,null,null,null,null,null,null,null,null,null,null,null,null,null,null,null,null,null,{"$error":"#VALUE!"}]
[null,null,null,null,null,null,null,null,null,null,null,null,null,null,null,null,null,null,null,null,null,null,null,null,null,null,null,null,null,null,null,null,{"$error":"#VALUE!"}]
[null,null,null,null,null,null,null,null,null,null,null,null,null,null,null,null,null,null,null,null,null,null,null,null,null,null,null,null,null,null,null,null,{"$error":"#VALUE!"}]
[null,null,null,null,null,null,null,null,null,null,null,null,null,null,null,null,null,null,null,null,null,null,null,null,null,null,null,null,null,null,null,null,{"$error":"#VALUE!"}]
[null,null,null,null,null,null,null,null,null,null,null,null,null,null,null,null,null,null,null,null,null,null,null,null,null,null,null,null,null,null,null,null,{"$error":"#VALUE!"}]
[null,null,null,null,null,null,null,null,null,null,null,null,null,null,null,null,null,null,null,null,null,null,null,null,null,null,null,null,null,null,null,null,{"$error":"#VALUE!"}]
[null,null,null,null,null,null,null,null,null,null,null,null,null,null,null,null,null,null,null,null,null,null,null,null,null,null,null,null,null,null,null,null,{"$error":"#VALUE!"}]
[null,null,null,null,null,null,null,null,null,null,null,null,null,null,null,null,null,null,null,null,null,null,null,null,null,null,null,null,null,null,null,null,{"$error":"#VALUE!"}]
[null,null,null,null,null,null,null,null,null,null,null,null,null,null,null,null,null,null,null,null,null,null,null,null,null,null,null,null,null,null,null,null,{"$error":"#VALUE!"}]
[null,null,null,null,null,null,null,null,null,null,null,null,null,null,null,null,null,null,null,null,null,null,null,null,null,null,null,null,null,null,null,null,{"$error":"#VALUE!"}]
[null,null,null,null,null,null,null,null,null,null,null,null,null,null,null,null,null,null,null,null,null,null,null,null,null,null,null,null,null,null,null,null,{"$error":"#VALUE!"}]
[null,null,null,null,null,null,null,null,null,null,null,null,null,null,null,null,null,null,null,null,null,null,null,null,null,null,null,null,null,null,null,null,{"$error":"#VALUE!"}]
[null,null,null,null,null,null,null,null,null,null,null,null,null,null,null,null,null,null,null,null,null,null,null,null,null,null,null,null,null,null,null,null,{"$f":"IF((CODE(RIGHT(B494,1))>96),CONCATENATE(REPT(\"0\",6-LEN(B494)),B494),CONCATENATE(REPT(\"0\",5-LEN(B494)),B494))","v":{"$error":"#VALUE!"}}]
[null,null,null,null,null,null,null,null,null,null,null,null,null,null,null,null,null,null,null,null,null,null,null,null,null,null,null,null,null,null,null,null,{"$error":"#VALUE!"}]
[null,null,null,null,null,null,null,null,null,null,null,null,null,null,null,null,null,null,null,null,null,null,null,null,null,null,null,null,null,null,null,null,{"$error":"#VALUE!"}]
[null,null,null,null,null,null,null,null,null,null,null,null,null,null,null,null,null,null,null,null,null,null,null,null,null,null,null,null,null,null,null,null,{"$error":"#VALUE!"}]
[null,null,null,null,null,null,null,null,null,null,null,null,null,null,null,null,null,null,null,null,null,null,null,null,null,null,null,null,null,null,null,null,{"$error":"#VALUE!"}]
[null,null,null,null,null,null,null,null,null,null,null,null,null,null,null,null,null,null,null,null,null,null,null,null,null,null,null,null,null,null,null,null,{"$error":"#VALUE!"}]
[null,null,null,null,null,null,null,null,null,null,null,null,null,null,null,null,null,null,null,null,null,null,null,null,null,null,null,null,null,null,null,null,{"$error":"#VALUE!"}]
[null,null,null,null,null,null,null,null,null,null,null,null,null,null,null,null,null,null,null,null,null,null,null,null,null,null,null,null,null,null,null,null,{"$error":"#VALUE!"}]
[null,null,null,null,null,null,null,null,null,null,null,null,null,null,null,null,null,null,null,null,null,null,null,null,null,null,null,null,null,null,null,null,{"$error":"#VALUE!"}]
[null,null,null,null,null,null,null,null,null,null,null,null,null,null,null,null,null,null,null,null,null,null,null,null,null,null,null,null,null,null,null,null,{"$error":"#VALUE!"}]
[null,null,null,null,null,null,null,null,null,null,null,null,null,null,null,null,null,null,null,null,null,null,null,null,null,null,null,null,null,null,null,null,{"$error":"#VALUE!"}]
[null,null,null,null,null,null,null,null,null,null,null,null,null,null,null,null,null,null,null,null,null,null,null,null,null,null,null,null,null,null,null,null,{"$error":"#VALUE!"}]
[null,null,null,null,null,null,null,null,null,null,null,null,null,null,null,null,null,null,null,null,null,null,null,null,null,null,null,null,null,null,null,null,{"$error":"#VALUE!"}]
[null,null,null,null,null,null,null,null,null,null,null,null,null,null,null,null,null,null,null,null,null,null,null,null,null,null,null,null,null,null,null,null,{"$error":"#VALUE!"}]
[null,null,null,null,null,null,null,null,null,null,null,null,null,null,null,null,null,null,null,null,null,null,null,null,null,null,null,null,null,null,null,null,{"$error":"#VALUE!"}]
[null,null,null,null,null,null,null,null,null,null,null,null,null,null,null,null,null,null,null,null,null,null,null,null,null,null,null,null,null,null,null,null,{"$error":"#VALUE!"}]
[null,null,null,null,null,null,null,null,null,null,null,null,null,null,null,null,null,null,null,null,null,null,null,null,null,null,null,null,null,null,null,null,{"$error":"#VALUE!"}]
[null,null,null,null,null,null,null,null,null,null,null,null,null,null,null,null,null,null,null,null,null,null,null,null,null,null,null,null,null,null,null,null,{"$error":"#VALUE!"}]
[null,null,null,null,null,null,null,null,null,null,null,null,null,null,null,null,null,null,null,null,null,null,null,null,null,null,null,null,null,null,null,null,{"$error":"#VALUE!"}]
[null,null,null,null,null,null,null,null,null,null,null,null,null,null,null,null,null,null,null,null,null,null,null,null,null,null,null,null,null,null,null,null,{"$error":"#VALUE!"}]
[null,null,null,null,null,null,null,null,null,null,null,null,null,null,null,null,null,null,null,null,null,null,null,null,null,null,null,null,null,null,null,null,{"$error":"#VALUE!"}]
[null,null,null,null,null,null,null,null,null,null,null,null,null,null,null,null,null,null,null,null,null,null,null,null,null,null,null,null,null,null,null,null,{"$error":"#VALUE!"}]
[null,null,null,null,null,null,null,null,null,null,null,null,null,null,null,null,null,null,null,null,null,null,null,null,null,null,null,null,null,null,null,null,{"$error":"#VALUE!"}]
[null,null,null,null,null,null,null,null,null,null,null,null,null,null,null,null,null,null,null,null,null,null,null,null,null,null,null,null,null,null,null,null,{"$error":"#VALUE!"}]
[null,null,null,null,null,null,null,null,null,null,null,null,null,null,null,null,null,null,null,null,null,null,null,null,null,null,null,null,null,null,null,null,{"$error":"#VALUE!"}]
[null,null,null,null,null,null,null,null,null,null,null,null,null,null,null,null,null,null,null,null,null,null,null,null,null,null,null,null,null,null,null,null,{"$error":"#VALUE!"}]
[null,null,null,null,null,null,null,null,null,null,null,null,null,null,null,null,null,null,null,null,null,null,null,null,null,null,null,null,null,null,null,null,{"$error":"#VALUE!"}]
[null,null,null,null,null,null,null,null,null,null,null,null,null,null,null,null,null,null,null,null,null,null,null,null,null,null,null,null,null,null,null,null,{"$error":"#VALUE!"}]
[null,null,null,null,null,null,null,null,null,null,null,null,null,null,null,null,null,null,null,null,null,null,null,null,null,null,null,null,null,null,null,null,{"$error":"#VALUE!"}]
[null,null,null,null,null,null,null,null,null,null,null,null,null,null,null,null,null,null,null,null,null,null,null,null,null,null,null,null,null,null,null,null,{"$error":"#VALUE!"}]
[null,null,null,null,null,null,null,null,null,null,null,null,null,null,null,null,null,null,null,null,null,null,null,null,null,null,null,null,null,null,null,null,{"$error":"#VALUE!"}]
[null,null,null,null,null,null,null,null,null,null,null,null,null,null,null,null,null,null,null,null,null,null,null,null,null,null,null,null,null,null,null,null,{"$error":"#VALUE!"}]
[null,null,null,null,null,null,null,null,null,null,null,null,null,null,null,null,null,null,null,null,null,null,null,null,null,null,null,null,null,null,null,null,{"$error":"#VALUE!"}]
[null,null,null,null,null,null,null,null,null,null,null,null,null,null,null,null,null,null,null,null,null,null,null,null,null,null,null,null,null,null,null,null,{"$error":"#VALUE!"}]
[null,null,null,null,null,null,null,null,null,null,null,null,null,null,null,null,null,null,null,null,null,null,null,null,null,null,null,null,null,null,null,null,{"$error":"#VALUE!"}]
[null,null,null,null,null,null,null,null,null,null,null,null,null,null,null,null,null,null,null,null,null,null,null,null,null,null,null,null,null,null,null,null,{"$error":"#VALUE!"}]
[null,null,null,null,null,null,null,null,null,null,null,null,null,null,null,null,null,null,null,null,null,null,null,null,null,null,null,null,null,null,null,null,{"$error":"#VALUE!"}]
[null,null,null,null,null,null,null,null,null,null,null,null,null,null,null,null,null,null,null,null,null,null,null,null,null,null,null,null,null,null,null,null,{"$error":"#VALUE!"}]
[null,null,null,null,null,null,null,null,null,null,null,null,null,null,null,null,null,null,null,null,null,null,null,null,null,null,null,null,null,null,null,null,{"$error":"#VALUE!"}]
[null,null,null,null,null,null,null,null,null,null,null,null,null,null,null,null,null,null,null,null,null,null,null,null,null,null,null,null,null,null,null,null,{"$error":"#VALUE!"}]
[null,null,null,null,null,null,null,null,null,null,null,null,null,null,null,null,null,null,null,null,null,null,null,null,null,null,null,null,null,null,null,null,{"$error":"#VALUE!"}]
[null,null,null,null,null,null,null,null,null,null,null,null,null,null,null,null,null,null,null,null,null,null,null,null,null,null,null,null,null,null,null,null,{"$error":"#VALUE!"}]
[null,null,null,null,null,null,null,null,null,null,null,null,null,null,null,null,null,null,null,null,null,null,null,null,null,null,null,null,null,null,null,null,{"$error":"#VALUE!"}]
[null,null,null,null,null,null,null,null,null,null,null,null,null,null,null,null,null,null,null,null,null,null,null,null,null,null,null,null,null,null,null,null,{"$error":"#VALUE!"}]
[null,null,null,null,null,null,null,null,null,null,null,null,null,null,null,null,null,null,null,null,null,null,null,null,null,null,null,null,null,null,null,null,{"$error":"#VALUE!"}]
[null,null,null,null,null,null,null,null,null,null,null,null,null,null,null,null,null,null,null,null,null,null,null,null,null,null,null,null,null,null,null,null,{"$error":"#VALUE!"}]
[null,null,null,null,null,null,null,null,null,null,null,null,null,null,null,null,null,null,null,null,null,null,null,null,null,null,null,null,null,null,null,null,{"$error":"#VALUE!"}]
[null,null,null,null,null,null,null,null,null,null,null,null,null,null,null,null,null,null,null,null,null,null,null,null,null,null,null,null,null,null,null,null,{"$error":"#VALUE!"}]
[null,null,null,null,null,null,null,null,null,null,null,null,null,null,null,null,null,null,null,null,null,null,null,null,null,null,null,null,null,null,null,null,{"$error":"#VALUE!"}]
[null,null,null,null,null,null,null,null,null,null,null,null,null,null,null,null,null,null,null,null,null,null,null,null,null,null,null,null,null,null,null,null,{"$error":"#VALUE!"}]
[null,null,null,null,null,null,null,null,null,null,null,null,null,null,null,null,null,null,null,null,null,null,null,null,null,null,null,null,null,null,null,null,{"$error":"#VALUE!"}]
[null,null,null,null,null,null,null,null,null,null,null,null,null,null,null,null,null,null,null,null,null,null,null,null,null,null,null,null,null,null,null,null,{"$error":"#VALUE!"}]
[null,null,null,null,null,null,null,null,null,null,null,null,null,null,null,null,null,null,null,null,null,null,null,null,null,null,null,null,null,null,null,null,{"$error":"#VALUE!"}]
[null,null,null,null,null,null,null,null,null,null,null,null,null,null,null,null,null,null,null,null,null,null,null,null,null,null,null,null,null,null,null,null,{"$error":"#VALUE!"}]
[null,null,null,null,null,null,null,null,null,null,null,null,null,null,null,null,null,null,null,null,null,null,null,null,null,null,null,null,null,null,null,null,{"$error":"#VALUE!"}]
[null,null,null,null,null,null,null,null,null,null,null,null,null,null,null,null,null,null,null,null,null,null,null,null,null,null,null,null,null,null,null,null,{"$error":"#VALUE!"}]
[null,null,null,null,null,null,null,null,null,null,null,null,null,null,null,null,null,null,null,null,null,null,null,null,null,null,null,null,null,null,null,null,{"$error":"#VALUE!"}]
[null,null,null,null,null,null,null,null,null,null,null,null,null,null,null,null,null,null,null,null,null,null,null,null,null,null,null,null,null,null,null,null,{"$error":"#VALUE!"}]
[null,null,null,null,null,null,null,null,null,null,null,null,null,null,null,null,null,null,null,null,null,null,null,null,null,null,null,null,null,null,null,null,{"$error":"#VALUE!"}]
[null,null,null,null,null,null,null,null,null,null,null,null,null,null,null,null,null,null,null,null,null,null,null,null,null,null,null,null,null,null,null,null,{"$error":"#VALUE!"}]
[null,null,null,null,null,null,null,null,null,null,null,null,null,null,null,null,null,null,null,null,null,null,null,null,null,null,null,null,null,null,null,null,{"$error":"#VALUE!"}]
[null,null,null,null,null,null,null,null,null,null,null,null,null,null,null,null,null,null,null,null,null,null,null,null,null,null,null,null,null,null,null,null,{"$error":"#VALUE!"}]
[null,null,null,null,null,null,null,null,null,null,null,null,null,null,null,null,null,null,null,null,null,null,null,null,null,null,null,null,null,null,null,null,{"$error":"#VALUE!"}]
[null,null,null,null,null,null,null,null,null,null,null,null,null,null,null,null,null,null,null,null,null,null,null,null,null,null,null,null,null,null,null,null,{"$error":"#VALUE!"}]
[null,null,null,null,null,null,null,null,null,null,null,null,null,null,null,null,null,null,null,null,null,null,null,null,null,null,null,null,null,null,null,null,{"$f":"IF((CODE(RIGHT(B558,1))>96),CONCATENATE(REPT(\"0\",6-LEN(B558)),B558),CONCATENATE(REPT(\"0\",5-LEN(B558)),B558))","v":{"$error":"#VALUE!"}}]
[null,null,null,null,null,null,null,null,null,null,null,null,null,null,null,null,null,null,null,null,null,null,null,null,null,null,null,null,null,null,null,null,{"$error":"#VALUE!"}]
[null,null,null,null,null,null,null,null,null,null,null,null,null,null,null,null,null,null,null,null,null,null,null,null,null,null,null,null,null,null,null,null,{"$error":"#VALUE!"}]
[null,null,null,null,null,null,null,null,null,null,null,null,null,null,null,null,null,null,null,null,null,null,null,null,null,null,null,null,null,null,null,null,{"$error":"#VALUE!"}]
[null,null,null,null,null,null,null,null,null,null,null,null,null,null,null,null,null,null,null,null,null,null,null,null,null,null,null,null,null,null,null,null,{"$error":"#VALUE!"}]
[null,null,null,null,null,null,null,null,null,null,null,null,null,null,null,null,null,null,null,null,null,null,null,null,null,null,null,null,null,null,null,null,{"$error":"#VALUE!"}]
[null,null,null,null,null,null,null,null,null,null,null,null,null,null,null,null,null,null,null,null,null,null,null,null,null,null,null,null,null,null,null,null,{"$error":"#VALUE!"}]
[null,null,null,null,null,null,null,null,null,null,null,null,null,null,null,null,null,null,null,null,null,null,null,null,null,null,null,null,null,null,null,null,{"$error":"#VALUE!"}]
[null,null,null,null,null,null,null,null,null,null,null,null,null,null,null,null,null,null,null,null,null,null,null,null,null,null,null,null,null,null,null,null,{"$error":"#VALUE!"}]
[null,null,null,null,null,null,null,null,null,null,null,null,null,null,null,null,null,null,null,null,null,null,null,null,null,null,null,null,null,null,null,null,{"$error":"#VALUE!"}]
[null,null,null,null,null,null,null,null,null,null,null,null,null,null,null,null,null,null,null,null,null,null,null,null,null,null,null,null,null,null,null,null,{"$error":"#VALUE!"}]
[null,null,null,null,null,null,null,null,null,null,null,null,null,null,null,null,null,null,null,null,null,null,null,null,null,null,null,null,null,null,null,null,{"$error":"#VALUE!"}]
[null,null,null,null,null,null,null,null,null,null,null,null,null,null,null,null,null,null,null,null,null,null,null,null,null,null,null,null,null,null,null,null,{"$error":"#VALUE!"}]
[null,null,null,null,null,null,null,null,null,null,null,null,null,null,null,null,null,null,null,null,null,null,null,null,null,null,null,null,null,null,null,null,{"$error":"#VALUE!"}]
[null,null,null,null,null,null,null,null,null,null,null,null,null,null,null,null,null,null,null,null,null,null,null,null,null,null,null,null,null,null,null,null,{"$error":"#VALUE!"}]
[null,null,null,null,null,null,null,null,null,null,null,null,null,null,null,null,null,null,null,null,null,null,null,null,null,null,null,null,null,null,null,null,{"$error":"#VALUE!"}]
[null,null,null,null,null,null,null,null,null,null,null,null,null,null,null,null,null,null,null,null,null,null,null,null,null,null,null,null,null,null,null,null,{"$error":"#VALUE!"}]
[null,null,null,null,null,null,null,null,null,null,null,null,null,null,null,null,null,null,null,null,null,null,null,null,null,null,null,null,null,null,null,null,{"$error":"#VALUE!"}]
[null,null,null,null,null,null,null,null,null,null,null,null,null,null,null,null,null,null,null,null,null,null,null,null,null,null,null,null,null,null,null,null,{"$error":"#VALUE!"}]
[null,null,null,null,null,null,null,null,null,null,null,null,null,null,null,null,null,null,null,null,null,null,null,null,null,null,null,null,null,null,null,null,{"$error":"#VALUE!"}]
[null,null,null,null,null,null,null,null,null,null,null,null,null,null,null,null,null,null,null,null,null,null,null,null,null,null,null,null,null,null,null,null,{"$error":"#VALUE!"}]
[null,null,null,null,null,null,null,null,null,null,null,null,null,null,null,null,null,null,null,null,null,null,null,null,null,null,null,null,null,null,null,null,{"$error":"#VALUE!"}]
[null,null,null,null,null,null,null,null,null,null,null,null,null,null,null,null,null,null,null,null,null,null,null,null,null,null,null,null,null,null,null,null,{"$error":"#VALUE!"}]
[null,null,null,null,null,null,null,null,null,null,null,null,null,null,null,null,null,null,null,null,null,null,null,null,null,null,null,null,null,null,null,null,{"$error":"#VALUE!"}]
[null,null,null,null,null,null,null,null,null,null,null,null,null,null,null,null,null,null,null,null,null,null,null,null,null,null,null,null,null,null,null,null,{"$error":"#VALUE!"}]
[null,null,null,null,null,null,null,null,null,null,null,null,null,null,null,null,null,null,null,null,null,null,null,null,null,null,null,null,null,null,null,null,{"$error":"#VALUE!"}]
[null,null,null,null,null,null,null,null,null,null,null,null,null,null,null,null,null,null,null,null,null,null,null,null,null,null,null,null,null,null,null,null,{"$error":"#VALUE!"}]
[null,null,null,null,null,null,null,null,null,null,null,null,null,null,null,null,null,null,null,null,null,null,null,null,null,null,null,null,null,null,null,null,{"$error":"#VALUE!"}]
[null,null,null,null,null,null,null,null,null,null,null,null,null,null,null,null,null,null,null,null,null,null,null,null,null,null,null,null,null,null,null,null,{"$error":"#VALUE!"}]
[null,null,null,null,null,null,null,null,null,null,null,null,null,null,null,null,null,null,null,null,null,null,null,null,null,null,null,null,null,null,null,null,{"$error":"#VALUE!"}]
[null,null,null,null,null,null,null,null,null,null,null,null,null,null,null,null,null,null,null,null,null,null,null,null,null,null,null,null,null,null,null,null,{"$error":"#VALUE!"}]
[null,null,null,null,null,null,null,null,null,null,null,null,null,null,null,null,null,null,null,null,null,null,null,null,null,null,null,null,null,null,null,null,{"$error":"#VALUE!"}]
[null,null,null,null,null,null,null,null,null,null,null,null,null,null,null,null,null,null,null,null,null,null,null,null,null,null,null,null,null,null,null,null,{"$error":"#VALUE!"}]
[null,null,null,null,null,null,null,null,null,null,null,null,null,null,null,null,null,null,null,null,null,null,null,null,null,null,null,null,null,null,null,null,{"$error":"#VALUE!"}]
[null,null,null,null,null,null,null,null,null,null,null,null,null,null,null,null,null,null,null,null,null,null,null,null,null,null,null,null,null,null,null,null,{"$error":"#VALUE!"}]
[null,null,null,null,null,null,null,null,null,null,null,null,null,null,null,null,null,null,null,null,null,null,null,null,null,null,null,null,null,null,null,null,{"$error":"#VALUE!"}]
[null,null,null,null,null,null,null,null,null,null,null,null,null,null,null,null,null,null,null,null,null,null,null,null,null,null,null,null,null,null,null,null,{"$error":"#VALUE!"}]
[null,null,null,null,null,null,null,null,null,null,null,null,null,null,null,null,null,null,null,null,null,null,null,null,null,null,null,null,null,null,null,null,{"$error":"#VALUE!"}]
[null,null,null,null,null,null,null,null,null,null,null,null,null,null,null,null,null,null,null,null,null,null,null,null,null,null,null,null,null,null,null,null,{"$error":"#VALUE!"}]
[null,null,null,null,null,null,null,null,null,null,null,null,null,null,null,null,null,null,null,null,null,null,null,null,null,null,null,null,null,null,null,null,{"$error":"#VALUE!"}]
[null,null,null,null,null,null,null,null,null,null,null,null,null,null,null,null,null,null,null,null,null,null,null,null,null,null,null,null,null,null,null,null,{"$error":"#VALUE!"}]
[null,null,null,null,null,null,null,null,null,null,null,null,null,null,null,null,null,null,null,null,null,null,null,null,null,null,null,null,null,null,null,null,{"$error":"#VALUE!"}]
[]
[]
[]
[]
[]
[]
[]
[]
[]
[]
[]
[]
[]
[]
[]
[]
[]
[]
[]
[]
[]
[]
[]
[]
[]
[]
[]
[]
[]
[]
[]
[]
[]
[]
[]
[]
[]
[]
[]
[]
[]
[]
[]
[]
[]
[]
[]
[]
[]
[]
[]
[]
[]
[]
[]
[]
[]
[]
[]
[]
[]
[]
[]
[]
[]
[]
[]
[]
[]
[]
[]
[]
[]
[]
[]
[]
[]
[]
[]
[]
[]
[]
[]
[]
[]
[]
[]
[]
[]
[]
[]
[]
[]
[]
[]
[]
[]
[]
[]
[]
[]
[]
[]
[]
[]
[]
[]
[]
[]
[]
[]
[]
[]
[]
[]
[]
[]
[]
[]
[]
[]
[]
[]
[]
[]
[]
[]
[]
[]
[]
[]
[]
[]
[]
[]
[]
[]
[]
[]
[]
[]
[]
[]
[]
[]
[]
[]
[]
[]
[]
[]
[]
[]
[]
[]
[]
[]
[]
[]
[]
[]
[]
[]
[]
[]
[]
[]
[]
[]
[]
[]
[]
[]
[]
[]
[]
[]
[]
[]
[]
[]
[]
[]
[]
[]
[]
[]
[]
[]
[]
[]
[]
[]
[]
[]
[]
[]
[]
[]
[]
[]
[]
[]
[]
[]
[]
[]
[]
[]
[]
[]
[]
[]
[]
[]
[]
[]
[]
[]
[]
[]
[]
[]
[]
[]
[]
[]
[]
[]
[]
[]
[]
[]
[]
[]
[]
[]
[]
[]
[]
[]
[]
[]
[]
[]
[]
[]
[]
[]
[]
[]
[]
[]
[]
[]
[]
[]
[]
[]
[]
[]
[]
[]
[]
[]
[]
[]
[]
[]
[]
[]
[]
[]
[]
[]
[]
[]
[]
[]
[]
[]
[]
[]
[]
[]
[]
[]
[]
[]
[]
[]
[]
[]
[]
[]
[]
[]
[]
[]
[]
[]
[]
[]
[]
[]
[]
[]
[]
[]
[]
[]
[]
[]
[]
[]
[]
[]
[]
[]
[]
[]
[]
[]
[]
[]
[]
[]
[]
[]
[]
[]
[]
[]
[]
[]
[]
[]
[]
[]
[]
[]
[]
[]
[]
[]
[]
[]
[]
[]
[]
[]
[]
[]
[]
[]
[]
[]
[]
[]
[]
[]
[]
[]
[]
[]
[]
[]
[]
[]
[]
[]
[]
[]
[]
[]
[]
[]
[]
[]
[]
[]
[]
[]
[]
[]
[]
[]
[]
[]
[]
[]
[]
[]
[]
[]
[]
[]
[]
[]
[]
[]
[]
[]
[]
[]
[]
[]
[]
[]
[]
[]
[]
[]
[]
[]
[]
[]
[]
[]
[]
[]
[]
[]
[]
[]
[]
[]
[]
[]
[]
[]
[]
[]
[]
[]
[]
[]
[]
[]
[]
[]
[]
[]
[]
[]
[]
[]
[]
[]
[]
[]
[]
[]
[]
[]
[]
[]
[]
[]
[]
[]
[]
[]
[]
[]
[]
[]
[]
[]
[]
[]
[]
[]
[]
[]
[]
[]
[]
[]
[]
[]
[]
[]
[]
[]
[]
[]
[]
[]
[]
[]
[]
[]
[]
[]
[]
[]
[]
[]
[]
[]
[]
[]
[]
[]
[]
[]
[]
[]
[]
[]
[]
[]
[]
[]
[]
[]
[]
[]
[]
[]
[]
[]
[]
[]
[]
[]
[]
[]
[]
[]
[]
[]
[]
[]
[]
[]
[]
[]
[]
[]
[]
[]
[]
[]
[]
[]
[]
[]
[]
[]
[]
[]
[]
[]
[]
[]
[]
[]
[]
[]
[]
[]
[]
[]
[]
[]
[]
[]
[]
[]
[]
[]
[]
[]
[]
[]
[]
[]
[]
[]
[]
[]
[]
[]
[]
[]
[]
[]
[]
[]
[]
[]
[]
[]
[]
[]
[]
[]
[]
[]
[]
[]
[]
[]
[]
[]
[]
[]
[]
[]
[]
[]
[]
[]
[]
[]
[]
[]
[]
[]
[]
[]
[]
[]
[]
[]
[]
[]
[]
[]
[]
[]
[]
[]
[]
[]
[]
[]
[]
[]
[]
[]
[]
[]
[]
[]
[]
[]
[]
[]
[]
[]
[]
[]
[]
[]
[]
[]
[]
[]
[]
[]
[]
[]
[]
[]
[]
[]
[]
[]
[]
[]
[]
[]
[]
[]
[]
[]
[]
[]
[]
[]
[]
[]
[]
[]
[]
[]
[]
[]
[]
[]
[]
[]
[]
[]
[]
[]
[]
[]
[]
[]
[]
[]
[]
[]
[]
[]
[]
[]
[]
[]
[]
[]
[]
[]
[]
[]
[]
[]
[]
[]
[]
[]
[]
[]
[]
[]
[]
[]
[]
[]
[]
[]
[]
[]
[]
[]
[]
[]
[]
[]
[]
[]
[]
[]
[]
[]
[]
[]
[]
[]
[]
[]
[]
[]
[]
[]
[]
[]
[]
[]
[]
[]
[]
[]
[]
[]
[]
[]
[]
[]
[]
[]
[]
[]
[]
[]
[]
[]
[]
[]
[]
[]
[]
[]
[]
[]
[]
[]
[]
[]
[]
[]
[]
[]
[]
[]
[]
[]
[]
[]
[]
[]
[]
[]
[]
[]
[]
[]
[]
[]
[]
[]
[]
[]
[]
[]
[]
[]
[]
[]
[]
[]
[]
[]
[]
[]
[]
[]
[]
[]
[]
[]
[]
[]
[]
[]
[]
[]
[]
[]
[]
[]
[]
[]
[]
[]
[]
[]
[]
[]
[]
[]
[]
[]
[]
[]
[]
[]
[]
[]
[]
[]
[]
[]
[]
[]
[]
[]
[]
[]
[]
[]
[]
[]
[]
[]
[]
[]
[]
[]
[]
[]
[]
[]
[]
[]
[]
[]
[]
[]
[]
[]
[]
[]
[]
[]
[]
[]
[]
[]
[]
[]
[]
[]
[]
[]
[]
[]
[]
[]
[]
[]
[]
[]
[]
[]
[]
[]
[]
[]
[]
[]
[]
[]
[]
[]
[]
[]
[]
[]
[]
[]
[]
[]
[]
[]
[]
[]
[]
[]
[]
[]
[]
[]
[]
[]
[]
[]
[]
[]
[]
[]
[]
[]
[]
[]
[]
[]
[]
[]
[]
[]
[]
[]
[]
[]
[]
[]
[]
[]
[]
[]
[]
[]
[]
[]
[]
[]
[]
[]
[]
[]
[]
[]
[]
[]
[]
[]
[]
[]
[]
[]
[]
[]
[]
[]
[]
[]
[]
[]
[]
[]
[]
[]
[]
[]
[]
[]
[]
[]
[]
[]
[]
[]
[]
[]
[]
[]
[]
[]
[]
[]
[]
[]
[]
[]
[]
[]
[]
[]
[]
[]
[]
[]
[]
[]
[]
[]
[]
[]
[]
[]
[]
[]
[]
[]
[]
[]
[]
[]
[]
[]
[]
[]
[]
[]
[]
[]
[]
[]
[]
[]
[]
[]
[]
[]
[]
[]
[]
[]
[]
[]
[]
[]
[]
[]
[]
[]
[]
[]
[]
[]
[]
[]
[]
[]
[]
[]
[]
[]
[]
[]
[]
[]
[]
[]
[]
[]
[]
[]
[]
[]
[]
[]
[]
[]
[]
[]
[]
[]
[]
[]
[]
[]
[]
[]
[]
[]
[]
[]
[]
[]
[]
[]
[]
[]
[]
[]
[]
[]
[]
[]
[]
[]
[]
[]
[]
[]
[]
[]
[]
[]
[]
[]
[]
[]
[]
[]
[]
[]
[]
[]
[]
[]
[]
[]
[]
[]
[]
[]
[]
[]
[]
[]
[]
[]
[]
[]
[]
[]
[]
[]
[]
[]
[]
[]
[]
[]
[]
[]
[]
[]
[]
[]
[]
[]
[]
[]
[]
[]
[]
[]
[]
[]
[]
[]
[]
[]
[]
[]
[]
[]
[]
[]
[]
[]
[]
[]
[]
[]
[]
[]
[]
[]
[]
[]
[]
[]
[]
[]
[]
[]
[]
[]
[]
[]
[]
[]
[]
[]
[]
[]
[]
[]
[]
[]
[]
[]
[]
[]
[]
[]
[]
[]
[]
[]
[]
[]
[]
[]
[]
[]
[]
[]
[]
[]
[]
[]
[]
[]
[]
[]
[]
[]
[]
[]
[]
[]
[]
[]
[]
[]
[]
[]
[]
[]
[]
[]
[]
[]
[]
[]
[]
[]
[]
[]
[]
[]
[]
[]
[]
[]
[]
[]
[]
[]
[]
[]
[]
[]
[]
[]
[]
[]
[]
[]
[]
[]
[]
[]
[]
[]
[]
[]
[]
[]
[]
[]
[]
[]
[]
[]
[]
[]
[]
[]
[]
[]
[]
[]
[]
[]
[]
[]
[]
[]
[]
[]
[]
[]
[]
[]
[]
[]
[]
[]
[]
[]
[]
[]
[]
[]
[]
[]
[]
[]
[]
[]
[]
[]
[]
[]
[]
[]
[]
[]
[]
[]
[]
[]
[]
[]
[]
[]
[]
[]
[]
[]
[]
[]
[]
[]
[]
[]
[]
[]
[]
[]
[]
[]
[]
[]
[]
[]
[]
[]
[]
[]
[]
[]
[]
[]
[]
[]
[]
[]
[]
[]
[]
[]
[]
[]
[]
[]
[]
[]
[]
[]
[]
[]
[]
[]
[]
[]
[]
[]
[]
[]
[]
[]
[]
[]
[]
[]
[]
[]
[]
[]
[]
[]
[]
[]
[]
[]
[]
[]
[]
[]
[]
[]
[]
[]
[]
[]
[]
[]
[]
[]
[]
[]
[]
[]
[]
[]
[]
[]
[]
[]
[]
[]
[]
[]
[]
[]
[]
[]
[]
[]
[]
[]
[]
[]
[]
[]
[]
[]
[]
[]
[]
[]
[]
[]
[]
[]
[]
[]
[]
[]
[]
[]
[]
[]
[]
[]
[]
[]
[]
[]
[]
[]
[]
[]
[]
[]
[]
[]
[]
[]
[]
[]
[]
[]
[]
[]
[]
[]
[]
[]
[]
[]
[]
[]
[]
[]
[]
[]
[]
[]
[]
[]
[]
[]
[]
[]
[]
[]
[]
[]
[]
[]
[]
[]
[]
[]
[]
[]
[]
[]
[]
[]
[]
[]
[]
[]
[]
[]
[]
[]
[]
[]
[]
[]
[]
[]
[]
[]
[]
[]
[]
[]
[]
[]
[]
[]
[]
[]
[]
[]
[]
[]
[]
[]
[]
[]
[]
[]
[]
[]
[]
[]
[]
[]
[]
[]
[]
[]
[]
[]
[]
[]
[]
[]
[]
[]
[]
[]
[]
[]
[]
[]
[]
[]
[]
[]
[]
[]
[]
[]
[]
[]
[]
[]
[]
[]
[]
[]
[]
[]
[]
[]
[]
[]
[]
[]
[]
[]
[]
[]
[]
[]
[]
[]
[]
[]
[]
[]
[]
[]
[]
[]
[]
[]
[]
[]
[]
[]
[]
[]
[]
[]
[]
[]
[]
[]
[]
[]
[]
[]
[]
[]
[]
[]
[]
[]
[]
[]
[]
[]
[]
[]
[]
[]
[]
[]
[]
[]
[]
[]
[]
[]
[]
[]
[]
[]
[]
[]
[]
[]
[]
[]
[]
[]
[]
[]
[]
[]
[]
[]
[]
[]
[]
[]
[]
[]
[]
[]
[]
[]
[]
[]
[]
[]
[]
[]
[]
[]
[]
[]
[]
[]
[]
[]
[]
[]
[]
[]
[]
[]
[]
[]
[]
[]
[]
[]
[]
[]
[]
[]
[]
[]
[]
[]
[]
[]
[]
[]
[]
[]
[]
[]
[]
[]
[]
[]
[]
[]
[]
[]
[]
[]
[]
[]
[]
[]
[]
[]
[]
[]
[]
[]
[]
[]
[]
[]
[]
[]
[]
[]
[]
[]
[]
[]
[]
[]
[]
[]
[]
[]
[]
[]
[]
[]
[]
[]
[]
[]
[]
[]
[]
[]
[]
[]
[]
[]
[]
[]
[]
[]
[]
[]
[]
[]
[]
[]
[]
[]
[]
[]
[]
[]
[]
[]
[]
[]
[]
[]
[]
[]
[]
[]
[]
[]
[]
[]
[]
[]
[]
[]
[]
[]
[]
[]
[]
[]
[]
[]
[]
[]
[]
[]
[]
[]
[]
[]
[]
[]
[]
[]
[]
[]
[]
[]
[]
[]
[]
[]
[]
[]
[]
[]
[]
[]
[]
[]
[]
[]
[]
[]
[]
[]
[]
[]
[]
[]
[]
[]
[]
[]
[]
[]
[]
[]
[]
[]
[]
[]
[]
[]
[]
[]
[]
[]
[]
[]
[]
[]
[]
[]
[]
[]
[]
[]
[]
[]
[]
[]
[]
[]
[]
[]
[]
[]
[]
[]
[]
[]
[]
[]
[]
[]
[]
[]
[]
[]
[]
[]
[]
[]
[]
[]
[]
[]
[]
[]
[]
[]
[]
[]
[]
[]
[]
[]
[]
[]
[]
[]
[]
[]
[]
[]
[]
[]
[]
[]
[]
[]
[]
[]
[]
[]
[]
[]
[]
[]
[]
[]
[]
[]
[]
[]
[]
[]
[]
[]
[]
[]
[]
[]
[]
[]
[]
[]
[]
[]
[]
[]
[]
[]
[]
[]
[]
[]
[]
[]
[]
[]
[]
[]
[]
[]
[]
[]
[]
[]
[]
[]
[]
[]
[]
[]
[]
[]
[]
[]
[]
[]
[]
[]
[]
[]
[]
[]
[]
[]
[]
[]
[]
[]
[]
[]
[]
[]
[]
[]
[]
[]
[]
[]
[]
[]
[]
[]
[]
[]
[]
[]
[]
[]
[]
[]
[]
[]
[]
[]
[]
[]
[]
[]
[]
[]
[]
[]
[]
[]
[]
[]
[]
[]
[]
[]
[]
[]
[]
[]
[]
[]
[]
[]
[]
[]
[]
[]
[]
[]
[]
[]
[]
[]
[]
[]
[]
[]
[]
[]
[]
[]
[]
[]
[]
[]
[]
[]
[]
[]
[]
[]
[]
[]
[]
[]
[]
[]
[]
[]
[]
[]
[]
[]
[]
[]
[]
[]
[]
[]
[]
[]
[]
[]
[]
[]
[]
[]
[]
[]
[]
[]
[]
[]
[]
[]
[]
[]
[]
[]
[]
[]
[]
[]
[]
[]
[]
[]
[]
[]
[]
[]
[]
[]
[]
[]
[]
[]
[]
[]
[]
[]
[]
[]
[]
[]
[]
[]
[]
[]
[]
[]
[]
[]
[]
[]
[]
[]
[]
[]
[]
[]
[]
[]
[]
[]
[]
[]
[]
[]
[]
[]
[]
[]
[]
[]
[]
[]
[]
[]
[]
[]
[]
[]
[]
[]
[]
[]
[]
[]
[]
[]
[]
[]
[]
[]
[]
[]
[]
[]
[]
[]
[]
[]
[]
[]
[]
[]
[]
[]
[]
[]
[]
[]
[]
[]
[]
[]
[]
[]
[]
[]
[]
[]
[]
[]
[]
[]
[]
[]
[]
[]
[]
[]
[]
[]
[]
[]
[]
[]
[]
[]
[]
[]
[]
[]
[]
[]
[]
[]
[]
[]
[]
[]
[]
[]
[]
[]
[]
[]
[]
[]
[]
[]
[]
[]
[]
[]
[]
[]
[]
[]
[]
[]
[]
[]
[]
[]
[]
[]
[]
[]
[]
[]
[]
[]
[]
[]
[]
[]
[]
[]
[]
[]
[]
[]
[]
[]
[]
[]
[]
[]
[]
[]
[]
[]
[]
[]
[]
[]
[]
[]
[]
[]
[]
[]
[]
[]
[]
[]
[]
[]
[]
[]
[]
[]
[]
[]
[]
[]
[]
[]
[]
[]
[]
[]
[]
[]
[]
[]
[]
[]
[]
[]
[]
[]
[]
[]
[]
[]
[]
[]
[]
[]
[]
[]
[]
[]
[]
[]
[]
[]
[]
[]
[]
[]
[]
[]
[]
[]
[]
[]
[]
[]
[]
[]
[]
[]
[]
[]
[]
[]
[]
[]
[]
[]
[]
[]
[]
[]
[]
[]
[]
[]
[]
[]
[]
[]
[]
[]
[]
[]
[]
[]
[]
[]
[]
[]
[]
[]
[]
[]
[]
[]
[]
[]
[]
[]
[]
[]
[]
[]
[]
[]
[]
[]
[]
[]
[]
[]
[]
[]
[]
[]
[]
[]
[]
[]
[]
[]
[]
[]
[]
[]
[]
[]
[]
[]
[]
[]
[]
[]
[]
[]
[]
[]
[]
[]
[]
[]
[]
[]
[]
[]
[]
[]
[]
[]
[]
[]
[]
[]
[]
[]
[]
[]
[]
[]
[]
[]
[]
[]
[]
[]
[]
[]
[]
[]
[]
[]
[]
[]
[]
[]
[]
[]
[]
[]
[]
[]
[]
[]
[]
[]
[]
[]
[]
[]
[]
[]
[]
[]
[]
[]
[]
[]
[]
[]
[]
[]
[]
[]
[]
[]
[]
[]
[]
[]
[]
[]
[]
[]
[]
[]
[]
[]
[]
[]
[]
[]
[]
[]
[]
[]
[]
[]
[]
[]
[]
[]
[]
[]
[]
[]
[]
[]
[]
[]
[]
[]
[]
[]
[]
[]
[]
[]
[]
[]
[]
[]
[]
[]
[]
[]
[]
[]
[]
[]
[]
[]
[]
[]
[]
[]
[]
[]
[]
[]
[]
[]
[]
[]
[]
[]
[]
[]
[]
[]
[]
[]
[]
[]
[]
[]
[]
[]
[]
[]
[]
[]
[]
[]
[]
[]
[]
[]
[]
[]
[]
[]
[]
[]
[]
[]
[]
[]
[]
[]
[]
[]
[]
[]
[]
[]
[]
[]
[]
[]
[]
[]
[]
[]
[]
[]
[]
[]
[]
[]
[]
[]
[]
[]
[]
[]
[]
[]
[]
[]
[]
[]
[]
[]
[]
[]
[]
[]
[]
[]
[]
[]
[]
[]
[]
[]
[]
[]
[]
[]
[]
[]
[]
[]
[]
[]
[]
[]
[]
[]
[]
[]
[]
[]
[]
[]
[]
[]
[]
[]
[]
[]
[]
[]
[]
[]
[]
[]
[]
[]
[]
[]
[]
[]
[]
[]
[]
[]
[]
[]
[]
[]
[]
[]
[]
[]
[]
[]
[]
[]
[]
[]
[]
[]
[]
[]
[]
[]
[]
[]
[]
[]
[]
[]
[]
[]
[]
[]
[]
[]
[]
[]
[]
[]
[]
[]
[]
[]
[]
[]
[]
[]
[]
[]
[]
[]
[]
[]
[]
[]
[]
[]
[]
[]
[]
[]
[]
[]
[]
[]
[]
[]
[]
[]
[]
[]
[]
[]
[]
[]
[]
[]
[]
[]
[]
[]
[]
[]
[]
[]
[]
[]
[]
[]
[]
[]
[]
[]
[]
[]
[]
[]
[]
[]
[]
[]
[]
[]
[]
[]
[]
[]
[]
[]
[]
[]
[]
[]
[]
[]
[]
[]
[]
[]
[]
[]
[]
[]
[]
[]
[]
[]
[]
[]
[]
[]
[]
[]
[]
[]
[]
[]
[]
[]
[]
[]
[]
[]
[]
[]
[]
[]
[]
[]
[]
[]
[]
[]
[]
[]
[]
[]
[]
[]
[]
[]
[]
[]
[]
[]
[]
[]
[]
[]
[]
[]
[]
[]
[]
[]
[]
[]
[]
[]
[]
[]
[]
[]
[]
[]
[]
[]
[]
[]
[]
[]
[]
[]
[]
[]
[]
[]
[]
[]
[]
[]
[]
[]
[]
[]
[]
[]
[]
[]
[]
[]
[]
[]
[]
[]
[]
[]
[]
[]
[]
[]
[]
[]
[]
[]
[]
[]
[]
[]
[]
[]
[]
[]
[]
[]
[]
[]
[]
[]
[]
[]
[]
[]
[]
[]
[]
[]
[]
[]
[]
[]
[]
[]
[]
[]
[]
[]
[]
[]
[]
[]
[]
[]
[]
[]
[]
[]
[]
[]
[]
[]
[]
[]
[]
[]
[]
[]
[]
[]
[]
[]
[]
[]
[]
[]
[]
[]
[]
[]
[]
[]
[]
[]
[]
[]
[]
[]
[]
[]
[]
[]
[]
[]
[]
[]
[]
[]
[]
[]
[]
[]
[]
[]
[]
[]
[]
[]
[]
[]
[]
[]
[]
[]
[]
[]
[]
[]
[]
[]
[]
[]
[]
[]
[]
[]
[]
[]
[]
[]
[]
[]
[]
[]
[]
[]
[]
[]
[]
[]
[]
[]
[]
[]
[]
[]
[]
[]
[]
[]
[]
[]
[]
[]
[]
[]
[]
[]
[]
[]
[]
[]
[]
[]
[]
[]
[]
[]
[]
[]
[]
[]
[]
[]
[]
[]
[]
[]
[]
[]
[]
[]
[]
[]
[]
[]
[]
[]
[]
[]
[]
[]
[]
[]
[]
[]
[]
[]
[]
[]
[]
[]
[]
[]
[]
[]
[]
[]
[]
[]
[]
[]
[]
[]
[]
[]
[]
[]
[]
[]
[]
[]
[]
[]
[]
[]
[]
[]
[]
[]
[]
[]
[]
[]
[]
[]
[]
[]
[]
[]
[]
[]
[]
[]
[]
[]
[]
[]
[]
[]
[]
[]
[]
[]
[]
[]
[]
[]
[]
[]
[]
[]
[]
[]
[]
[]
[]
[]
[]
[]
[]
[]
[]
[]
[]
[]
[]
[]
[]
[]
[]
[]
[]
[]
[]
[]
[]
[]
[]
[]
[]
[]
[]
[]
[]
[]
[]
[]
[]
[]
[]
[]
[]
[]
[]
[]
[]
[]
[]
[]
[]
[]
[]
[]
[]
[]
[]
[]
[]
[]
[]
[]
[]
[]
[]
[]
[]
[]
[]
[]
[]
[]
[]
[]
[]
[]
[]
[]
[]
[]
[]
[]
[]
[]
[]
[]
[]
[]
[]
[]
[]
[]
[]
[]
[]
[]
[]
[]
[]
[]
[]
[]
[]
[]
[]
[]
[]
[]
[]
[]
[]
[]
[]
[]
[]
[]
[]
[]
[]
[]
[]
[]
[]
[]
[]
[]
[]
[]
[]
[]
[]
[]
[]
[]
[]
[]
[]
[]
[]
[]
[]
[]
[]
[]
[]
[]
[]
[]
[]
[]
[]
[]
[]
[]
[]
[]
[]
[]
[]
[]
[]
[]
[]
[]
[]
[]
[]
[]
[]
[]
[]
[]
[]
[]
[]
[]
[]
[]
[]
[]
[]
[]
[]
[]
[]
[]
[]
[]
[]
[]
[]
[]
[]
[]
[]
[]
[]
[]
[]
[]
[]
[]
[]
[]
[]
[]
[]
[]
[]
[]
[]
[]
[]
[]
[]
[]
[]
[]
[]
[]
[]
[]
[]
[]
[]
[]
[]
[]
[]
[]
[]
[]
[]
[]
[]
[]
[]
[]
[]
[]
[]
[]
[]
[]
[]
[]
[]
[]
[]
[]
[]
[]
[]
[]
[]
[]
[]
[]
[]
[]
[]
[]
[]
[]
[]
[]
[]
[]
[]
[]
[]
[]
[]
[]
[]
[]
[]
[]
[]
[]
[]
[]
[]
[]
[]
[]
[]
[]
[]
[]
[]
[]
[]
[]
[]
[]
[]
[]
[]
[]
[]
[]
[]
[]
[]
[]
[]
[]
[]
[]
[]
[]
[]
[]
[]
[]
[]
[]
[]
[]
[]
[]
[]
[]
[]
[]
[]
[]
[]
[]
[]
[]
[]
[]
[]
[]
[]
[]
[]
[]
[]
[]
[]
[]
[]
[]
[]
[]
[]
[]
[]
[]
[]
[]
[]
[]
[]
[]
[]
[]
[]
[]
[]
[]
[]
[]
[]
[]
[]
[]
[]
[]
[]
[]
[]
[]
[]
[]
[]
[]
[]
[]
[]
[]
[]
[]
[]
[]
[]
[]
[]
[]
[]
[]
[]
[]
[]
[]
[]
[]
[]
[]
[]
[]
[]
[]
[]
[]
[]
[]
[]
[]
[]
[]
[]
[]
[]
[]
[]
[]
[]
[]
[]
[]
[]
[]
[]
[]
[]
[]
[]
[]
[]
[]
[]
[]
[]
[]
[]
[]
[]
[]
[]
[]
[]
[]
[]
[]
[]
[]
[]
[]
[]
[]
[]
[]
[]
[]
[]
[]
[]
[]
[]
[]
[]
[]
[]
[]
[]
[]
[]
[]
[]
[]
[]
[]
[]
[]
[]
[]
[]
[]
[]
[]
[]
[]
[]
[]
[]
[]
[]
[]
[]
[]
[]
[]
[]
[]
[]
[]
[]
[]
[]
[]
[]
[]
[]
[]
[]
[]
[]
[]
[]
[]
[]
[]
[]
[]
[]
[]
[]
[]
[]
[]
[]
[]
[]
[]
[]
[]
[]
[]
[]
[]
[]
[]
[]
[]
[]
[]
[]
[]
[]
[]
[]
[]
[]
[]
[]
[]
[]
[]
[]
[]
[]
[]
[]
[]
[]
[]
[]
[]
[]
[]
[]
[]
[]
[]
[]
[]
[]
[]
[]
[]
[]
[]
[]
[]
[]
[]
[]
[]
[]
[]
[]
[]
[]
[]
[]
[]
[]
[]
[]
[]
[]
[]
[]
[]
[]
[]
[]
[]
[]
[]
[]
[]
[]
[]
[]
[]
[]
[]
[]
[]
[]
[]
[]
[]
[]
[]
[]
[]
[]
[]
[]
[]
[]
[]
[]
[]
[]
[]
[]
[]
[]
[]
[]
[]
[]
[]
[]
[]
[]
[]
[]
[]
[]
[]
[]
[]
[]
[]
[]
[]
[]
[]
[]
[]
[]
[]
[]
[]
[]
[]
[]
[]
[]
[]
[]
[]
[]
[]
[]
[]
[]
[null,null,null,null,null,null,null,null,null,null,null,null,null,null,null,null,null,null,null,null,"CTN direct delivery"]

{"sheet":"INSTRUMENTATION","index":2,"n_rows":482,"n_cols":33,"rows_kept":482,"cut":false,"hidden":false,"merged":[[11,0,11,1],[0,0,1,9],[2,0,2,1],[4,7,6,11],[8,0,8,1],[10,0,10,1]]}
["ORDER LIST MAIN ITEMS TOBOLSK 49433"]
[]
["CUSTOMER",null,"UOP TOBOLSK",null,null,null,null,null,"  DELIVERY DATE","2011-05-27",null,"START PRODUCTION DATE:",null,null,null,null,"2011-03-18"]
[]
[null,null,null,null,null,null,null,"ORDER LIST : INSTRUMENTATION"]
[]
[]
[]
["UNIT TYPE",null,{"$f":"'MAIN ITEMS'!C9","v":"160V-S (Refrigeration Unit Regal)"},null,null,null,null,null,"  REVISION",{"$f":"'MAIN ITEMS'!I9","v":0},null,"START ASSEMBLY DATE:",null,null,null,null,{"$f":"'MAIN ITEMS'!P10","v":"2024-11-01"},null,null,null,null,null,null,null,null,null,null,null,null,null,"$"]
[null,null,{"$f":"'MAIN ITEMS'!C10","v":0},null,null,null,null,null,null,{"$f":"'MAIN ITEMS'!I10","v":0},null,"START MOUNTING DATE:",null,null,null,null,"2024-11-15"]
["CUSTOMER REF.",null,{"$f":"'MAIN ITEMS'!C11","v":"PETRO ELECTRIC / Refrigeration Package"},null,null,null,null,null,"  QUANTITY",{"$f":"'MAIN ITEMS'!I11","v":2},null,"ORDER LIST LAST REVISION",null,null,null,"13:00:PM","2015-11-06"]
["MAYEKAWA REF.",null,{"$f":"'MAIN ITEMS'!C12","v":0},null,null,null,null,null,"ENGINEERING TEAM",{"$f":"'MAIN ITEMS'!I12","v":0},null,"PID LAST REVISION",null,"REV",{"$f":"'MAIN ITEMS'!N11","v":0},"P&ID nr","REV B1",null,null,null,null,null,null,null,null,"Don't touch!","Don't touch!","Don't touch!","Don't touch!","Don't touch!"]
["INDICE","TAG","ITEM","SIZE","WO","QTY","SPARE","PART CODE","DESCRIPTION","VENDOR","QUOTATION","PO","LEAD TIME (W)","WEEKS SPARE","ORDER DATE REQUIRED","DEL DATE REQUIRED","DEL DATE","RECEIVED","CONTACT WITH SUPPLIER ","CONFIRMED WITH SUPPLIER",null,"DATE OF SHIPMENT BY ME ","PALLET N/ COLLI N° ","PF n°",null,"Delivery time if ordered today!","3 week time","Delay!","Today","Material in time"]
["LT","LT-4010A","SUCTION K.O DRUM LEVEL TRANSMITTER",null,1,null,null,"SEN-LT-SO72522-ZT3701","LEVEL TRANS. ZT3701 700MM MAGNETOSTRICTIVE","KLINGER","YES",81720,11,{"$f":"IF(NOT(ISBLANK(L14)), \"ORDERED\", IF(ISBLANK(M14), \"???\", ($P14-$M14*7-TODAY())/7))","v":"ORDERED"},{"$f":"IF(NOT(ISBLANK(L14)), \"ORDERED\", IF(ISBLANK(M14), \"???\", ($P14-$M14*7)))","v":"ORDERED"},{"$f":"$Q$10-14","v":"2024-11-01"},"2016-08-07","YES",null,null,null,null,null,null,null,{"$f":"$Q$10-M14*7","v":"2024-08-30"},{"$f":"AND(O14<(AC14+21),ISBLANK(L14))","v":false},{"$f":"AND(O14<AC14,ISBLANK(L14))","v":false},{"$f":"TODAY()","v":"2024-06-26"},{"$f":"IF((P14-Q14)<0, TRUE, IF(ISBLANK(Q14), \"BLANK\", FALSE))","v":false}]
["LG","LG-4010A","SUCTION K.O DRUM LEVEL GAUGE","2\"",1,null,null,"PIP-LEVEL-IND-SO72522-822","LEVEL INDICATOR ZT3701 2\" 300# 822MM","KLINGER","YES",81720,11,{"$f":"IF(NOT(ISBLANK(L15)), \"ORDERED\", IF(ISBLANK(M15), \"???\", ($P15-$M15*7-TODAY())/7))","v":"ORDERED"},{"$f":"IF(NOT(ISBLANK(L15)), \"ORDERED\", IF(ISBLANK(M15), \"???\", ($P15-$M15*7)))","v":"ORDERED"},{"$f":"$Q$10-14","v":"2024-11-01"},"2016-08-08","YES",null,null,null,null,null,null,null,{"$f":"$Q$10-M15*7","v":"2024-08-30"},{"$f":"AND(O15<(AC15+21),ISBLANK(L15))","v":false},{"$f":"AND(O15<AC15,ISBLANK(L15))","v":false},{"$f":"TODAY()","v":"2024-06-26"},{"$f":"IF((P15-Q15)<0, TRUE, IF(ISBLANK(Q15), \"BLANK\", FALSE))","v":false}]
["LT","LT-4220A","OIL SEPARATOR LEVEL TRANSMITTER",null,1,null,null,"SEN-LT-SO72522-ZT3701","LEVEL TRANS. ZT3701 700MM MAGNETOSTRICTIVE","KLINGER","YES",81720,11,"ORDERED","ORDERED","2024-11-01","2016-08-09","YES",null,null,null,null,null,null,null,"2024-08-30",false,false,"2024-06-26",false]
["LG","LG-4220A","OIL SEPARATOR LEVEL GAUGE","2\"",1,null,null,"PIP-LEVEL-IND-SO72522-600","LEVEL INDICATOR ZT3701 2\" 300# 600MM","KLINGER","YES",81720,11,"ORDERED","ORDERED","2024-11-01","2016-08-10","YES",null,null,null,null,null,null,null,"2024-08-30",false,false,"2024-06-26",false]
["LT","LT-4440A","LIQUID RECEIVER LEVEL TRANSMITTER",null,1,null,null,"SEN-LT-SO72522-ZT3701","LEVEL TRANS. ZT3701 700MM MAGNETOSTRICTIVE","KLINGER","YES",81720,11,"ORDERED","ORDERED","2024-11-01","2016-08-11","YES",null,null,null,null,null,null,null,"2024-08-30",false,false,"2024-06-26",false]
["LG",null,null,null,null,null,null,null,"SA350-LF2- OP TEMP:47.7- OP PRESSURE: 18.5 BarG",null,"NO",null,16,2.2857142857142856,"2024-07-12",{"$f":"$Q$10-14","v":"2024-11-01"},null,"NO","NO","NO",null,null,null,null,null,"2024-07-26",true,false,"2024-06-26","BLANK"]
["LT",null,null,null,null,null,null,null,null,null,"NO",null,16,2.2857142857142856,"2024-07-12","2024-11-01",null,"NO","NO","NO",null,null,null,null,null,"2024-07-26",true,false,"2024-06-26","BLANK"]
["LT",null,null,null,null,null,null,null,null,null,"NO",null,16,2.2857142857142856,"2024-07-12","2024-11-01",null,"NO","NO","NO",null,null,null,null,null,"2024-07-26",true,false,"2024-06-26","BLANK"]
["TT",null,null,null,null,null,null,null,null,null,"NO",null,16,2.2857142857142856,"2024-07-12","2024-11-01",null,"NO","NO","NO",null,null,null,null,null,"2024-07-26",true,false,"2024-06-26","BLANK"]
["TT",null,null,null,null,null,null,null,null,null,"NO",null,16,2.2857142857142856,"2024-07-12","2024-11-01",null,"NO","NO","NO",null,null,null,null,null,"2024-07-26",true,false,"2024-06-26","BLANK"]
["TT",null,null,null,null,null,null,null,null,null,"NO",null,16,2.2857142857142856,"2024-07-12","2024-11-01",null,"NO","NO","NO",null,null,null,null,null,"2024-07-26",true,false,"2024-06-26","BLANK"]
["TT",null,null,null,null,null,null,null,null,null,"NO",null,16,2.2857142857142856,"2024-07-12","2024-11-01",null,"NO","NO","NO",null,null,null,null,null,"2024-07-26",true,false,"2024-06-26","BLANK"]
["TT",null,null,null,null,null,null,null,null,null,"NO",null,16,2.2857142857142856,"2024-07-12","2024-11-01",null,"NO","NO","NO",null,null,null,null,null,"2024-07-26",true,false,"2024-06-26","BLANK"]
["TE",null,null,null,null,null,null,null,null,null,"NO",null,16,2.2857142857142856,"2024-07-12","2024-11-01",null,"NO","NO","NO",null,null,null,null,null,"2024-07-26",true,false,"2024-06-26","BLANK"]
["TE",null,null,null,null,null,null,null,null,null,"NO",null,16,2.2857142857142856,"2024-07-12","2024-11-01",null,"NO","NO","NO",null,null,null,null,null,"2024-07-26",true,false,"2024-06-26","BLANK"]
["TE",null,null,null,null,null,null,null,null,null,"NO",null,16,2.2857142857142856,"2024-07-12","2024-11-01",null,"NO","NO","NO",null,null,null,null,null,"2024-07-26",true,false,"2024-06-26","BLANK"]
["TE",null,null,null,null,null,null,null,null,null,"NO",null,16,2.2857142857142856,"2024-07-12","2024-11-01",null,"NO","NO","NO",null,null,null,null,null,"2024-07-26",true,false,"2024-06-26","BLANK"]
["TE",null,null,null,null,null,null,null,null,null,"NO",null,16,2.2857142857142856,"2024-07-12","2024-11-01",null,"NO","NO","NO",null,null,null,null,null,"2024-07-26",true,false,"2024-06-26","BLANK"]
["LGM",null,null,null,null,null,null,null,null,null,"NO",null,16,2.2857142857142856,"2024-07-12","2024-11-01",null,null,"NO",null,null,null,null,null,null,"2024-07-26",true,false,"2024-06-26","BLANK"]
["PT",null,null,null,null,null,null,null,null,null,"NO",null,16,2.2857142857142856,"2024-07-12","2024-11-01",null,null,"NO",null,null,null,null,null,null,"2024-07-26",true,false,"2024-06-26","BLANK"]
["PT",null,null,null,null,null,null,null,null,null,"NO",null,16,2.2857142857142856,"2024-07-12","2024-11-01",null,null,"NO",null,null,null,null,null,null,"2024-07-26",true,false,"2024-06-26","BLANK"]
["PT",null,null,null,null,null,null,null,null,null,"NO",null,16,2.2857142857142856,"2024-07-12","2024-11-01",null,null,"NO",null,null,null,null,null,null,"2024-07-26",true,false,"2024-06-26","BLANK"]
["PT",null,null,null,null,null,null,null,null,null,"NO",null,16,2.2857142857142856,"2024-07-12","2024-11-01",null,null,"NO",null,null,null,null,null,null,"2024-07-26",true,false,"2024-06-26","BLANK"]
["PT",null,null,null,null,null,null,null,null,null,"NO",null,16,2.2857142857142856,"2024-07-12","2024-11-01",null,null,"NO",null,null,null,null,null,null,"2024-07-26",true,false,"2024-06-26","BLANK"]
["PT",null,null,null,null,null,null,null,null,null,"NO",null,16,2.2857142857142856,"2024-07-12","2024-11-01",null,null,"NO",null,null,null,null,null,null,"2024-07-26",true,false,"2024-06-26","BLANK"]
["PT",null,null,null,null,null,null,null,null,null,"NO",null,16,2.2857142857142856,"2024-07-12","2024-11-01",null,null,"NO",null,null,null,null,null,null,"2024-07-26",true,false,"2024-06-26","BLANK"]
["PT",null,null,null,null,null,null,null,null,null,"NO",null,16,2.2857142857142856,"2024-07-12","2024-11-01",null,null,"NO",null,null,null,null,null,null,"2024-07-26",true,false,"2024-06-26","BLANK"]
["PT",null,null,null,null,null,null,null,null,null,"NO",null,16,2.2857142857142856,"2024-07-12","2024-11-01",null,null,"NO",null,null,null,null,null,null,"2024-07-26",true,false,"2024-06-26","BLANK"]
["PT",null,null,null,null,null,null,null,null,null,"NO",null,16,2.2857142857142856,"2024-07-12","2024-11-01",null,null,"NO",null,null,null,null,null,null,"2024-07-26",true,false,"2024-06-26","BLANK"]
["PT",null,null,null,null,null,null,null,null,null,"NO",null,16,2.2857142857142856,"2024-07-12","2024-11-01",null,null,"NO",null,null,null,null,null,null,"2024-07-26",true,false,"2024-06-26","BLANK"]
["PT",null,null,null,null,null,null,null,null,null,"NO",null,16,2.2857142857142856,"2024-07-12","2024-11-01",null,"NO","NO","NO",null,null,null,null,null,"2024-07-26",true,false,"2024-06-26","BLANK"]
["PT",null,null,null,null,null,null,null,null,null,"NO",null,16,2.2857142857142856,"2024-07-12","2024-11-01",null,"NO","NO","NO",null,null,null,null,null,"2024-07-26",true,false,"2024-06-26","BLANK"]
["PT",null,null,null,null,null,null,null,null,null,"NO",null,16,2.2857142857142856,"2024-07-12","2024-11-01",null,"NO","NO","NO",null,null,null,null,null,"2024-07-26",true,false,"2024-06-26","BLANK"]
["PT",null,null,null,null,null,null,null,null,null,"NO",null,16,2.2857142857142856,"2024-07-12","2024-11-01",null,"NO","NO","NO",null,null,null,null,null,"2024-07-26",true,false,"2024-06-26","BLANK"]
["PT",null,null,null,null,null,null,null,null,null,"NO",null,16,2.2857142857142856,"2024-07-12","2024-11-01",null,"NO","NO","NO",null,null,null,null,null,"2024-07-26",true,false,"2024-06-26","BLANK"]
[null,null,null,null,null,null,null,null,null,null,"NO",null,16,2.2857142857142856,"2024-07-12","2024-11-01",null,"NO","NO","NO",null,null,null,null,null,"2024-07-26",true,false,"2024-06-26","BLANK"]
["TE",null,null,null,null,null,null,null,null,null,"NO",null,16,2.2857142857142856,"2024-07-12","2024-11-01",null,"NO","NO","NO",null,null,null,null,null,"2024-07-26",true,false,"2024-06-26","BLANK"]
["TE",null,null,null,null,null,null,null,null,null,"NO",null,16,2.2857142857142856,"2024-07-12","2024-11-01",null,"NO","NO","NO",null,null,null,null,null,"2024-07-26",true,false,"2024-06-26","BLANK"]
["TE",null,null,null,null,null,null,null,null,null,"NO",null,16,2.2857142857142856,"2024-07-12","2024-11-01",null,"NO","NO","NO",null,null,null,null,null,"2024-07-26",true,false,"2024-06-26","BLANK"]
["TE/FITT",null,null,null,null,null,null,null,null,null,"NO",null,16,2.2857142857142856,"2024-07-12","2024-11-01",null,"NO","NO","NO",null,null,null,null,null,"2024-07-26",true,false,"2024-06-26","BLANK"]
["TE/FITT",null,null,null,null,null,null,null,null,null,"NO",null,16,2.2857142857142856,"2024-07-12","2024-11-01",null,"NO","NO","NO",null,null,null,null,null,"2024-07-26",true,false,"2024-06-26","BLANK"]
["TE/FITT",null,null,null,null,null,null,null,null,null,"NO",null,16,2.2857142857142856,"2024-07-12","2024-11-01",null,"NO","NO","NO",null,null,null,null,null,"2024-07-26",true,false,"2024-06-26","BLANK"]
["TE/FITT",null,null,null,null,null,null,null,null,null,"NO",null,16,2.2857142857142856,"2024-07-12","2024-11-01",null,"NO","NO","NO",null,null,null,null,null,"2024-07-26",true,false,"2024-06-26","BLANK"]
["TE",null,null,null,null,null,null,null,null,null,"NO",null,16,2.2857142857142856,"2024-07-12","2024-11-01",null,"NO","NO","NO",null,null,null,null,null,"2024-07-26",true,false,"2024-06-26","BLANK"]
["TE",null,null,null,null,null,null,null,null,null,"NO",null,16,2.2857142857142856,"2024-07-12","2024-11-01",null,"NO","NO","NO",null,null,null,null,null,"2024-07-26",true,false,"2024-06-26","BLANK"]
["TE",null,null,null,null,null,null,null,null,null,"NO",null,16,2.2857142857142856,"2024-07-12","2024-11-01",null,"NO","NO","NO",null,null,null,null,null,"2024-07-26",true,false,"2024-06-26","BLANK"]
["TE",null,null,null,null,null,null,null,null,null,"NO",null,16,2.2857142857142856,"2024-07-12","2024-11-01",null,"NO","NO","NO",null,null,null,null,null,"2024-07-26",true,false,"2024-06-26","BLANK"]
["TE",null,null,null,null,null,null,null,null,null,"NO",null,16,2.2857142857142856,"2024-07-12","2024-11-01",null,"NO","NO","NO",null,null,null,null,null,"2024-07-26",true,false,"2024-06-26","BLANK"]
["TE",null,null,null,null,null,null,null,null,null,"NO",null,16,2.2857142857142856,"2024-07-12","2024-11-01",null,"NO","NO","NO",null,null,null,null,null,"2024-07-26",true,false,"2024-06-26","BLANK"]
["TE",null,null,null,null,null,null,null,null,null,"NO",null,16,2.2857142857142856,"2024-07-12","2024-11-01",null,"NO","NO","NO",null,null,null,null,null,"2024-07-26",true,false,"2024-06-26","BLANK"]
["TE",null,null,null,null,null,null,null,null,null,"NO",null,16,2.2857142857142856,"2024-07-12","2024-11-01",null,"NO","NO","NO",null,null,null,null,null,"2024-07-26",true,false,"2024-06-26","BLANK"]
["TE",null,null,null,null,null,null,null,null,null,"NO",null,16,2.2857142857142856,"2024-07-12","2024-11-01",null,"NO","NO","NO",null,null,null,null,null,"2024-07-26",true,false,"2024-06-26","BLANK"]
["TE",null,null,null,null,null,null,null,null,null,"NO",null,16,2.2857142857142856,"2024-07-12","2024-11-01",null,"NO","NO","NO",null,null,null,null,null,"2024-07-26",true,false,"2024-06-26","BLANK"]
["TE",null,null,null,null,null,null,null,null,null,"NO",null,16,2.2857142857142856,"2024-07-12","2024-11-01",null,"NO","NO","NO",null,null,null,null,null,"2024-07-26",true,false,"2024-06-26","BLANK"]
["TE",null,null,null,null,null,null,null,null,null,"NO",null,16,2.2857142857142856,"2024-07-12","2024-11-01",null,"NO","NO","NO",null,null,null,null,null,"2024-07-26",true,false,"2024-06-26","BLANK"]
["TE",null,null,null,null,null,null,null,null,null,"NO",null,16,2.2857142857142856,"2024-07-12","2024-11-01",null,"NO","NO","NO",null,null,null,null,null,"2024-07-26",true,false,"2024-06-26","BLANK"]
["TE",null,null,null,null,null,null,null,null,null,"NO",null,16,2.2857142857142856,"2024-07-12","2024-11-01",null,"NO","NO","NO",null,null,null,null,null,"2024-07-26",true,false,"2024-06-26","BLANK"]
["TE",null,null,null,null,null,null,null,null,null,"NO",null,16,2.2857142857142856,"2024-07-12","2024-11-01",null,"NO","NO","NO",null,null,null,null,null,"2024-07-26",true,false,"2024-06-26","BLANK"]
["TE",null,null,null,null,null,null,null,null,null,"NO",null,16,2.2857142857142856,"2024-07-12","2024-11-01",null,"NO","NO","NO",null,null,null,null,null,"2024-07-26",true,false,"2024-06-26","BLANK"]
["TT",null,null,null,null,null,null,null,null,null,"NO",null,16,2.2857142857142856,"2024-07-12","2024-11-01",null,"NO","NO","NO",null,null,null,null,null,"2024-07-26",true,false,"2024-06-26","BLANK"]
["TT",null,null,null,null,null,null,null,null,null,"NO",null,16,2.2857142857142856,"2024-07-12","2024-11-01",null,"NO","NO","NO",null,null,null,null,null,"2024-07-26",true,false,"2024-06-26","BLANK"]
["TT",null,null,null,null,null,null,null,null,null,"NO",null,16,2.2857142857142856,"2024-07-12","2024-11-01",null,"NO","NO","NO",null,null,null,null,null,"2024-07-26",true,false,"2024-06-26","BLANK"]
[null,null,null,null,null,null,null,null,null,null,"NO",null,16,2.2857142857142856,"2024-07-12","2024-11-01",null,"NO","NO","NO",null,null,null,null,null,"2024-07-26",true,false,"2024-06-26","BLANK"]
[null,null,null,null,null,null,null,null,null,null,"NO",null,16,2.2857142857142856,"2024-07-12","2024-11-01",null,"NO","NO","NO",null,null,null,null,null,"2024-07-26",true,false,"2024-06-26","BLANK"]
[null,null,null,null,null,null,null,null,null,null,"NO",null,16,2.2857142857142856,"2024-07-12","2024-11-01",null,"NO","NO","NO",null,null,null,null,null,"2024-07-26",true,false,"2024-06-26","BLANK"]
[null,null,null,null,null,null,null,null,null,null,"NO",null,16,2.2857142857142856,"2024-07-12","2024-11-01",null,"NO","NO","NO",null,null,null,null,null,"2024-07-26",true,false,"2024-06-26","BLANK"]
["TT",null,null,null,null,null,null,null,null,null,"NO",null,16,2.2857142857142856,"2024-07-12","2024-11-01",null,null,"NO",null,null,null,null,null,null,"2024-07-26",true,false,"2024-06-26","BLANK"]
["TT",null,null,null,null,null,null,null,null,null,"NO",null,16,2.2857142857142856,"2024-07-12","2024-11-01",null,null,"NO",null,null,null,null,null,null,"2024-07-26",true,false,"2024-06-26","BLANK"]
["TT",null,null,null,null,null,null,null,null,null,"NO",null,16,2.2857142857142856,"2024-07-12","2024-11-01",null,null,"NO",null,null,null,null,null,null,"2024-07-26",true,false,"2024-06-26","BLANK"]
["TT",null,null,null,null,null,null,null,null,null,"NO",null,16,2.2857142857142856,"2024-07-12","2024-11-01",null,null,"NO",null,null,null,null,null,null,"2024-07-26",true,false,"2024-06-26","BLANK"]
["VE",null,null,null,null,null,null,null,null,null,"NO",null,16,{"$f":"IF(NOT(ISBLANK(L84)), \"ORDERED\", IF(ISBLANK(M84), \"???\", ($P84-$M84*7-TODAY())/7))","v":2.2857142857142856},{"$f":"IF(NOT(ISBLANK(L84)), \"ORDERED\", IF(ISBLANK(M84), \"???\", ($P84-$M84*7)))","v":"2024-07-12"},{"$f":"$Q$10-14","v":"2024-11-01"},null,"NO","NO","NO",null,null,null,null,null,"2024-07-26",true,false,"2024-06-26","BLANK"]
["VE",null,null,null,null,null,null,null,null,null,"NO",null,16,2.2857142857142856,"2024-07-12","2024-11-01",null,null,"NO",null,null,null,null,null,null,"2024-07-26",true,false,"2024-06-26","BLANK"]
["VE",null,null,null,null,null,null,null,null,null,"NO",null,16,2.2857142857142856,"2024-07-12","2024-11-01",null,null,"NO",null,null,null,null,null,null,"2024-07-26",true,false,"2024-06-26","BLANK"]
[null,null,null,null,null,null,null,null,null,null,"NO",null,16,2.2857142857142856,"2024-07-12","2024-11-01",null,null,"NO",null,null,null,null,null,null,"2024-07-26",true,false,"2024-06-26","BLANK"]
["VE",null,null,null,null,null,null,null,null,null,"NO",null,16,2.2857142857142856,"2024-07-12","2024-11-01",null,null,"NO",null,null,null,null,null,null,"2024-07-26",true,false,"2024-06-26","BLANK"]
["VE",null,null,null,null,null,null,null,null,null,"NO",null,16,2.2857142857142856,"2024-07-12","2024-11-01",null,null,"NO",null,null,null,null,null,null,"2024-07-26",true,false,"2024-06-26","BLANK"]
[" ",null,null,null,null,null,null,null,null,null,"NO",null,16,2.2857142857142856,"2024-07-12","2024-11-01",null,null,"NO",null,null,null,null,null,null,"2024-07-26",true,false,"2024-06-26","BLANK"]
[null,null,null,null,null,null,null,null,null,null,"NO",null,16,2.2857142857142856,"2024-07-12","2024-11-01",null,null,"NO",null,null,null,null,null,null,"2024-07-26",true,false,"2024-06-26","BLANK"]
["PG",null,null,null,null,null,null,null,null,null,"NO",null,16,2.2857142857142856,"2024-07-12","2024-11-01",null,null,"NO",null,null,null,null,null,null,"2024-07-26",{"$f":"AND(O92<(AC92+21),ISBLANK(L92))","v":true},{"$f":"AND(O92<AC92,ISBLANK(L92))","v":false},"2024-06-26","BLANK"]
["PG",null,null,null,null,null,null,null,null,null,"NO",null,16,2.2857142857142856,"2024-07-12","2024-11-01",null,"NO","NO","NO",null,null,null,null,null,"2024-07-26",true,false,"2024-06-26","BLANK"]
["PG",null,null,null,null,null,null,null,null,null,"NO",null,16,2.2857142857142856,"2024-07-12","2024-11-01",null,"NO","NO","NO",null,null,null,null,null,"2024-07-26",true,false,"2024-06-26","BLANK"]
["LM",null,null,null,null,null,null,null,null,null,"NO",null,16,2.2857142857142856,"2024-07-12","2024-11-01",null,"NO","NO","NO",null,null,null,null,null,"2024-07-26",true,false,"2024-06-26","BLANK"]
["LM",null,null,null,null,null,null,null,null,null,"NO",null,16,2.2857142857142856,"2024-07-12","2024-11-01",null,"NO","NO","NO",null,null,null,null,null,"2024-07-26",true,false,"2024-06-26","BLANK"]
["PG",null,null,null,null,null,null,null,null,null,"NO",null,16,2.2857142857142856,"2024-07-12","2024-11-01",null,"NO","NO",null,null,null,null,null,null,"2024-07-26",true,false,"2024-06-26","BLANK"]
["PG",null,null,null,null,null,null,null,null,null,"NO",null,16,2.2857142857142856,"2024-07-12","2024-11-01",null,"NO","NO",null,null,null,null,null,null,"2024-07-26",true,false,"2024-06-26","BLANK"]
["PG",null,null,null,null,null,null,null,null,null,"NO",null,16,2.2857142857142856,"2024-07-12","2024-11-01",null,"NO","NO",null,null,null,null,null,null,"2024-07-26",true,false,"2024-06-26","BLANK"]
["PG",null,null,null,null,null,null,null,null,null,"NO",null,16,2.2857142857142856,"2024-07-12","2024-11-01",null,"NO","NO",null,null,null,null,null,null,"2024-07-26",true,false,"2024-06-26","BLANK"]
["PG",null,null,null,null,null,null,null,null,null,"NO",null,16,2.2857142857142856,"2024-07-12","2024-11-01",null,"NO","NO",null,null,null,null,null,null,"2024-07-26",true,false,"2024-06-26","BLANK"]
["PG",null,null,null,null,null,null,null,null,null,"NO",null,16,2.2857142857142856,"2024-07-12","2024-11-01",null,"NO","NO",null,null,null,null,null,null,"2024-07-26",true,false,"2024-06-26","BLANK"]
["PG",null,null,null,null,null,null,null,null,null,"NO",null,16,2.2857142857142856,"2024-07-12","2024-11-01",null,"NO","NO",null,null,null,null,null,null,"2024-07-26",true,false,"2024-06-26","BLANK"]
["PG",null,null,null,null,null,null,null,null,null,"NO",null,16,2.2857142857142856,"2024-07-12","2024-11-01",null,"NO","NO",null,null,null,null,null,null,{"$f":"$Q$10-M104*7","v":"2024-07-26"},true,false,{"$f":"TODAY()","v":"2024-06-26"},{"$f":"IF((P104-Q104)<0, TRUE, IF(ISBLANK(Q104), \"BLANK\", FALSE))","v":"BLANK"}]
["TG",null,null,null,null,null,null,null,null,null,"NO",null,16,2.2857142857142856,"2024-07-12","2024-11-01",null,"NO","NO",null,null,null,null,null,null,"2024-07-26",true,false,"2024-06-26","BLANK"]
["TG",null,null,null,null,null,null,null,null,null,"NO",null,16,2.2857142857142856,"2024-07-12","2024-11-01",null,"NO","NO",null,null,null,null,null,null,"2024-07-26",true,false,"2024-06-26","BLANK"]
["TW",null,null,null,null,null,null,null,null,null,"NO",null,16,2.2857142857142856,"2024-07-12","2024-11-01",null,"NO","NO",null,null,null,null,null,null,"2024-07-26",true,false,"2024-06-26","BLANK"]
["TW",null,null,null,null,null,null,null,null,null,"NO",null,16,2.2857142857142856,"2024-07-12","2024-11-01",null,"NO","NO",null,null,null,null,null,null,"2024-07-26",true,false,"2024-06-26","BLANK"]
["VT",null,null,null,null,null,null,null,null,null,"NO",null,16,2.2857142857142856,"2024-07-12","2024-11-01",null,"NO","NO","NO",null,null,null,null,null,"2024-07-26",true,false,"2024-06-26","BLANK"]
["ZE",null,null,null,null,null,null,null,null,null,"NO",null,16,2.2857142857142856,"2024-07-12","2024-11-01",null,"NO","NO","NO",null,null,null,null,null,"2024-07-26",true,false,"2024-06-26",{"$f":"IF((P110-Q110)<0, TRUE, IF(ISBLANK(Q110), \"BLANK\", FALSE))","v":"BLANK"}]
[null,null,null,null,null,null,null,null,null,null,"NO",null,16,2.2857142857142856,"2024-07-12","2024-11-01",null,"NO","NO","NO",null,null,null,null,null,"2024-07-26",true,false,"2024-06-26","BLANK"]
[null,null,null,null,null,null,null,null,null,null,"NO",null,16,2.2857142857142856,"2024-07-12","2024-11-01",null,null,null,null,null,null,null,null,null,"2024-07-26",true,false,"2024-06-26","BLANK"]
[null,null,null,null,null,null,null,null,null,null,"NO",null,16,2.2857142857142856,"2024-07-12","2024-11-01",null,null,null,null,null,null,null,null,null,"2024-07-26",true,false,"2024-06-26","BLANK"]
[null,null,null,null,null,null,null,null,null,null,"NO",null,16,2.2857142857142856,"2024-07-12","2024-11-01",null,"NO","NO","NO",null,null,null,null,null,"2024-07-26",true,false,"2024-06-26","BLANK"]
["ZT","ZIT-4100A","SLIDE VALVE POSITION TRANSMITTER COMPRESSOR A ",null,1,1,0,"SEN-YT A 110-YTA110-SO72522","POSITION.TRANSMITTER YTA110-EA4DB/KU2/E1","YOKOGAWA","YES",81720,11,"ORDERED","ORDERED","2024-11-01","2016-11-12","YES",null,null,"direct delivery to Energo ",null,null,null,null,"2024-08-30",false,false,"2024-06-26",false]
["ZT","ZIT-4150A","SLIDE VALVE POSITION TRANSMITTER COMPRESSOR B",null,1,1,0,"SEN-YT A 110-YTA110-SO72522","POSITION TRANSMITTER YTA110-EA4DB/KU2/E1","YOKOGAWA","YES",81720,11,"ORDERED","ORDERED","2024-11-01","2016-11-13","YES",null,null,"direct delivery to Energo ",null,null,null,null,"2024-08-30",false,false,"2024-06-26",false]
["ZI",null,"NAME PLATE POTENTIOMETER",null,2,null,null,"CER-ATEX-EXI","CERTIFCATE + NAME PLATER EEXI","GRAF","YES/MB",81720,11,"ORDERED","ORDERED","2024-11-01","2016-11-14","YES",null,null,"direct delivery to energo",null,null,null,null,"2024-08-30",false,false,"2024-06-26",false]
["SG","SG-001","SIGHT GLASS KOD TO SUCTION","1/2\"",1,null,null,"SIG-SFH-015-3","Threaded SG 1/2” NPT + FLAP AND SCALEPLATE","PRIMARY","YES",81720,11,"ORDERED","ORDERED","2024-11-01","2016-11-15","YES",null,null,"SHIPPED TO ENERGO PACKING LIST 1",null,null,null,null,"2024-08-30",false,false,"2024-06-26",false]
["SG","SG-200","SIGHT GLASS OIL SEPARATOR 1ST FINE FILTER","1/2\"",1,null,null,"SIG-SFH-015-3","Threaded SG 1/2” NPT + FLAP AND SCALEPLATE","PRIMARY","YES",81720,11,"ORDERED","ORDERED","2024-11-01","2016-11-16","YES",null,null,"delivery to ENERGO",null,null,null,null,"2024-08-30",false,false,"2024-06-26",false]
["SG","SG-201","SIGHT GLASS OIL SEPARATOR 2ND FINE FILTER","1/2\"",1,null,null,"SIG-SFH-015-3","Threaded SG 1/2” NPT + FLAP AND SCALEPLATE","PRIMARY","YES",81720,11,"ORDERED","ORDERED","2024-11-01","2016-11-17","YES",null,null,"delivery to ENERGO",null,null,null,null,"2024-08-30",false,false,"2024-06-26",false]
["SG","SG-300","SIGHT GLASS OIL COOLER RECOVERY","1/2\"",1,null,null,"SIG-SFH-015-3","Threaded SG 1/2” NPT + FLAP AND SCALEPLATE","PRIMARY","YES",81720,11,"ORDERED","ORDERED","2024-11-01","2016-11-18","YES",null,null,"delivery to ENERGO",null,null,null,null,"2024-08-30",false,false,"2024-06-26",false]
["SG","SG-4510A","SIGHT GLASS CHILLER ","1/2\"",1,null,null,"SIG-SFH-015-3","Threaded SG 1/2” NPT + FLAP AND SCALEPLATE","PRIMARY","YES",81720,11,"ORDERED","ORDERED","2024-11-01","2016-11-19","YES",null,null,"delivery to ENERGO",null,null,null,null,"2024-08-30",false,false,"2024-06-26",false]
[null,null,"INSTRUMENTATION SUPPORTS",null,null,null,null,"FRA-SUPPORT-SO72522-INST","INSTRUMENT SUPPORT FOR SO72522","ENERGO",null,81720,11,"ORDERED","ORDERED","2024-11-01","2016-11-20","YES",null,null,null,null,null,null,null,"2024-08-30",false,false,"2024-06-26",false,null,null,{"$f":"IF((CODE(RIGHT(B137,1))>96),CONCATENATE(REPT(\"0\",6-LEN(B137)),B137),CONCATENATE(REPT(\"0\",5-LEN(B137)),B137))","v":{"$error":"#VALUE!"}}]
["E","E-4007","VENTURI EJECTOR","1/2\"",1,1,0,"PUM-ORV-W","ELECTOR ORVW, 3XDN10 WELD, PS25, A304","WIJBENGA B.V","YES/MB",81720,11,"ORDERED","ORDERED","2024-11-01","2016-11-21","YES",null,null,"delivery at ME",null,null,null,null,"2024-08-30",false,false,"2024-06-26",false,null,null,{"$error":"#VALUE!"}]
[null,null,null,null,null,null,null,null,null,null,null,null,null,null,null,null,null,null,null,null,null,null,null,null,null,"2024-11-15",true,true,"2024-06-26","BLANK",null,null,{"$error":"#VALUE!"}]
[null,null,null,null,null,null,null,null,null,null,null,null,null,null,null,null,null,null,null,null,null,null,null,null,null,null,null,null,null,null,null,null,{"$error":"#VALUE!"}]
[null,null,null,null,null,null,null,null,null,null,null,null,null,null,null,null,null,null,null,null,null,null,null,null,null,null,null,null,null,null,null,null,{"$error":"#VALUE!"}]
[null,null,null,null,null,null,null,null,null,null,null,null,null,null,null,null,null,null,null,null,null,null,null,null,null,null,null,null,null,null,null,null,{"$error":"#VALUE!"}]
[null,null,null,null,null,null,null,null,null,null,null,null,null,null,null,null,null,null,null,null,null,null,null,null,null,null,null,null,null,null,null,null,{"$error":"#VALUE!"}]
[null,null,null,null,null,null,null,null,null,null,null,null,null,null,null,null,null,null,null,null,null,null,null,null,null,null,null,null,null,null,null,null,{"$error":"#VALUE!"}]
[null,null,null,null,null,null,null,null,null,null,null,null,null,null,null,null,null,null,null,null,null,null,null,null,null,null,null,null,null,null,null,null,{"$error":"#VALUE!"}]
[null,null,null,null,null,null,null,null,null,null,null,null,null,null,null,null,null,null,null,null,null,null,null,null,null,null,null,null,null,null,null,null,{"$error":"#VALUE!"}]
[null,null,null,null,null,null,null,null,null,null,null,null,null,null,null,null,null,null,null,null,null,null,null,null,null,null,null,null,null,null,null,null,{"$error":"#VALUE!"}]
[null,null,null,null,null,null,null,null,null,null,null,null,null,null,null,null,null,null,null,null,null,null,null,null,null,null,null,null,null,null,null,null,{"$error":"#VALUE!"}]
[null,null,null,null,null,null,null,null,null,null,null,null,null,null,null,null,null,null,null,null,null,null,null,null,null,null,null,null,null,null,null,null,{"$error":"#VALUE!"}]
[null,null,null,null,null,null,null,null,null,null,null,null,null,null,null,null,null,null,null,null,null,null,null,null,null,null,null,null,null,null,null,null,{"$error":"#VALUE!"}]
[null,null,null,null,null,null,null,null,null,null,null,null,null,null,null,null,null,null,null,null,null,null,null,null,null,null,null,null,null,null,null,null,{"$error":"#VALUE!"}]
[null,null,null,null,null,null,null,null,null,null,null,null,null,null,null,null,null,null,null,null,null,null,null,null,null,null,null,null,null,null,null,null,{"$error":"#VALUE!"}]
[null,null,null,null,null,null,null,null,null,null,null,null,null,null,null,null,null,null,null,null,null,null,null,null,null,null,null,null,null,null,null,null,{"$error":"#VALUE!"}]
[null,null,null,null,null,null,null,null,null,null,null,null,null,null,null,null,null,null,null,null,null,null,null,null,null,null,null,null,null,null,null,null,{"$error":"#VALUE!"}]
[null,null,null,null,null,null,null,null,null,null,null,null,null,null,null,null,null,null,null,null,null,null,null,null,null,null,null,null,null,null,null,null,{"$error":"#VALUE!"}]
[null,null,null,null,null,null,null,null,null,null,null,null,null,null,null,null,null,null,null,null,null,null,null,null,null,null,null,null,null,null,null,null,{"$error":"#VALUE!"}]
[null,null,null,null,null,null,null,null,null,null,null,null,null,null,null,null,null,null,null,null,null,null,null,null,null,null,null,null,null,null,null,null,{"$error":"#VALUE!"}]
[null,null,null,null,null,null,null,null,null,null,null,null,null,null,null,null,null,null,null,null,null,null,null,null,null,null,null,null,null,null,null,null,{"$error":"#VALUE!"}]
[null,null,null,null,null,null,null,null,null,null,null,null,null,null,null,null,null,null,null,null,null,null,null,null,null,null,null,null,null,null,null,null,{"$error":"#VALUE!"}]
[null,null,null,null,null,null,null,null,null,null,null,null,null,null,null,null,null,null,null,null,null,null,null,null,null,null,null,null,null,null,null,null,{"$error":"#VALUE!"}]
[null,null,null,null,null,null,null,null,null,null,null,null,null,null,null,null,null,null,null,null,null,null,null,null,null,null,null,null,null,null,null,null,{"$error":"#VALUE!"}]
[null,null,null,null,null,null,null,null,null,null,null,null,null,null,null,null,null,null,null,null,null,null,null,null,null,null,null,null,null,null,null,null,{"$error":"#VALUE!"}]
[null,null,null,null,null,null,null,null,null,null,null,null,null,null,null,null,null,null,null,null,null,null,null,null,null,null,null,null,null,null,null,null,{"$error":"#VALUE!"}]
[null,null,null,null,null,null,null,null,null,null,null,null,null,null,null,null,null,null,null,null,null,null,null,null,null,null,null,null,null,null,null,null,{"$error":"#VALUE!"}]
[null,null,null,null,null,null,null,null,null,null,null,null,null,null,null,null,null,null,null,null,null,null,null,null,null,null,null,null,null,null,null,null,{"$error":"#VALUE!"}]
[null,null,null,null,null,null,null,null,null,null,null,null,null,null,null,null,null,null,null,null,null,null,null,null,null,null,null,null,null,null,null,null,{"$error":"#VALUE!"}]
[null,null,null,null,null,null,null,null,null,null,null,null,null,null,null,null,null,null,null,null,null,null,null,null,null,null,null,null,null,null,null,null,{"$error":"#VALUE!"}]
[null,null,null,null,null,null,null,null,null,null,null,null,null,null,null,null,null,null,null,null,null,null,null,null,null,null,null,null,null,null,null,null,{"$error":"#VALUE!"}]
[null,null,null,null,null,null,null,null,null,null,null,null,null,null,null,null,null,null,null,null,null,null,null,null,null,null,null,null,null,null,null,null,{"$error":"#VALUE!"}]
[null,null,null,null,null,null,null,null,null,null,null,null,null,null,null,null,null,null,null,null,null,null,null,null,null,null,null,null,null,null,null,null,{"$error":"#VALUE!"}]
[null,null,null,null,null,null,null,null,null,null,null,null,null,null,null,null,null,null,null,null,null,null,null,null,null,null,null,null,null,null,null,null,{"$error":"#VALUE!"}]
[null,null,null,null,null,null,null,null,null,null,null,null,null,null,null,null,null,null,null,null,null,null,null,null,null,null,null,null,null,null,null,null,{"$error":"#VALUE!"}]
[null,null,null,null,null,null,null,null,null,null,null,null,null,null,null,null,null,null,null,null,null,null,null,null,null,null,null,null,null,null,null,null,{"$error":"#VALUE!"}]
[null,null,null,null,null,null,null,null,null,null,null,null,null,null,null,null,null,null,null,null,null,null,null,null,null,null,null,null,null,null,null,null,{"$error":"#VALUE!"}]
[null,null,null,null,null,null,null,null,null,null,null,null,null,null,null,null,null,null,null,null,null,null,null,null,null,null,null,null,null,null,null,null,{"$error":"#VALUE!"}]
[null,null,null,null,null,null,null,null,null,null,null,null,null,null,null,null,null,null,null,null,null,null,null,null,null,null,null,null,null,null,null,null,{"$error":"#VALUE!"}]
[null,null,null,null,null,null,null,null,null,null,null,null,null,null,null,null,null,null,null,null,null,null,null,null,null,null,null,null,null,null,null,null,{"$error":"#VALUE!"}]
[null,null,null,null,null,null,null,null,null,null,null,null,null,null,null,null,null,null,null,null,null,null,null,null,null,null,null,null,null,null,null,null,{"$error":"#VALUE!"}]
[null,null,null,null,null,null,null,null,null,null,null,null,null,null,null,null,null,null,null,null,null,null,null,null,null,null,null,null,null,null,null,null,{"$error":"#VALUE!"}]
[null,null,null,null,null,null,null,null,null,null,null,null,null,null,null,null,null,null,null,null,null,null,null,null,null,null,null,null,null,null,null,null,{"$error":"#VALUE!"}]
[null,null,null,null,null,null,null,null,null,null,null,null,null,null,null,null,null,null,null,null,null,null,null,null,null,null,null,null,null,null,null,null,{"$error":"#VALUE!"}]
[null,null,null,null,null,null,null,null,null,null,null,null,null,null,null,null,null,null,null,null,null,null,null,null,null,null,null,null,null,null,null,null,{"$error":"#VALUE!"}]
[null,null,null,null,null,null,null,null,null,null,null,null,null,null,null,null,null,null,null,null,null,null,null,null,null,null,null,null,null,null,null,null,{"$error":"#VALUE!"}]
[null,null,null,null,null,null,null,null,null,null,null,null,null,null,null,null,null,null,null,null,null,null,null,null,null,null,null,null,null,null,null,null,{"$error":"#VALUE!"}]
[null,null,null,null,null,null,null,null,null,null,null,null,null,null,null,null,null,null,null,null,null,null,null,null,null,null,null,null,null,null,null,null,{"$error":"#VALUE!"}]
[null,null,null,null,null,null,null,null,null,null,null,null,null,null,null,null,null,null,null,null,null,null,null,null,null,null,null,null,null,null,null,null,{"$error":"#VALUE!"}]
[null,null,null,null,null,null,null,null,null,null,null,null,null,null,null,null,null,null,null,null,null,null,null,null,null,null,null,null,null,null,null,null,{"$error":"#VALUE!"}]
[null,null,null,null,null,null,null,null,null,null,null,null,null,null,null,null,null,null,null,null,null,null,null,null,null,null,null,null,null,null,null,null,{"$error":"#VALUE!"}]
[null,null,null,null,null,null,null,null,null,null,null,null,null,null,null,null,null,null,null,null,null,null,null,null,null,null,null,null,null,null,null,null,{"$error":"#VALUE!"}]
[null,null,null,null,null,null,null,null,null,null,null,null,null,null,null,null,null,null,null,null,null,null,null,null,null,null,null,null,null,null,null,null,{"$error":"#VALUE!"}]
[null,null,null,null,null,null,null,null,null,null,null,null,null,null,null,null,null,null,null,null,null,null,null,null,null,null,null,null,null,null,null,null,{"$error":"#VALUE!"}]
[null,null,null,null,null,null,null,null,null,null,null,null,null,null,null,null,null,null,null,null,null,null,null,null,null,null,null,null,null,null,null,null,{"$error":"#VALUE!"}]
[null,null,null,null,null,null,null,null,null,null,null,null,null,null,null,null,null,null,null,null,null,null,null,null,null,null,null,null,null,null,null,null,{"$error":"#VALUE!"}]
[null,null,null,null,null,null,null,null,null,null,null,null,null,null,null,null,null,null,null,null,null,null,null,null,null,null,null,null,null,null,null,null,{"$error":"#VALUE!"}]
[null,null,null,null,null,null,null,null,null,null,null,null,null,null,null,null,null,null,null,null,null,null,null,null,null,null,null,null,null,null,null,null,{"$error":"#VALUE!"}]
[null,null,null,null,null,null,null,null,null,null,null,null,null,null,null,null,null,null,null,null,null,null,null,null,null,null,null,null,null,null,null,null,{"$error":"#VALUE!"}]
[null,null,null,null,null,null,null,null,null,null,null,null,null,null,null,null,null,null,null,null,null,null,null,null,null,null,null,null,null,null,null,null,{"$error":"#VALUE!"}]
[null,null,null,null,null,null,null,null,null,null,null,null,null,null,null,null,null,null,null,null,null,null,null,null,null,null,null,null,null,null,null,null,{"$error":"#VALUE!"}]
[null,null,null,null,null,null,null,null,null,null,null,null,null,null,null,null,null,null,null,null,null,null,null,null,null,null,null,null,null,null,null,null,{"$f":"IF((CODE(RIGHT(B199,1))>96),CONCATENATE(REPT(\"0\",6-LEN(B199)),B199),CONCATENATE(REPT(\"0\",5-LEN(B199)),B199))","v":{"$error":"#VALUE!"}}]
[null,null,null,null,null,null,null,null,null,null,null,null,null,null,null,null,null,null,null,null,null,null,null,null,null,null,null,null,null,null,null,null,{"$error":"#VALUE!"}]
[null,null,null,null,null,null,null,null,null,null,null,null,null,null,null,null,null,null,null,null,null,null,null,null,null,null,null,null,null,null,null,null,{"$error":"#VALUE!"}]
[null,null,null,null,null,null,null,null,null,null,null,null,null,null,null,null,null,null,null,null,null,null,null,null,null,null,null,null,null,null,null,null,{"$error":"#VALUE!"}]
[null,null,null,null,null,null,null,null,null,null,null,null,null,null,null,null,null,null,null,null,null,null,null,null,null,null,null,null,null,null,null,null,{"$error":"#VALUE!"}]
[null,null,null,null,null,null,null,null,null,null,null,null,null,null,null,null,null,null,null,null,null,null,null,null,null,null,null,null,null,null,null,null,{"$error":"#VALUE!"}]
[null,null,null,null,null,null,null,null,null,null,null,null,null,null,null,null,null,null,null,null,null,null,null,null,null,null,null,null,null,null,null,null,{"$error":"#VALUE!"}]
[null,null,null,null,null,null,null,null,null,null,null,null,null,null,null,null,null,null,null,null,null,null,null,null,null,null,null,null,null,null,null,null,{"$error":"#VALUE!"}]
[null,null,null,null,null,null,null,null,null,null,null,null,null,null,null,null,null,null,null,null,null,null,null,null,null,null,null,null,null,null,null,null,{"$error":"#VALUE!"}]
[null,null,null,null,null,null,null,null,null,null,null,null,null,null,null,null,null,null,null,null,null,null,null,null,null,null,null,null,null,null,null,null,{"$error":"#VALUE!"}]
[null,null,null,null,null,null,null,null,null,null,null,null,null,null,null,null,null,null,null,null,null,null,null,null,null,null,null,null,null,null,null,null,{"$error":"#VALUE!"}]
[null,null,null,null,null,null,null,null,null,null,null,null,null,null,null,null,null,null,null,null,null,null,null,null,null,null,null,null,null,null,null,null,{"$error":"#VALUE!"}]
[null,null,null,null,null,null,null,null,null,null,null,null,null,null,null,null,null,null,null,null,null,null,null,null,null,null,null,null,null,null,null,null,{"$error":"#VALUE!"}]
[null,null,null,null,null,null,null,null,null,null,null,null,null,null,null,null,null,null,null,null,null,null,null,null,null,null,null,null,null,null,null,null,{"$error":"#VALUE!"}]
[null,null,null,null,null,null,null,null,null,null,null,null,null,null,null,null,null,null,null,null,null,null,null,null,null,null,null,null,null,null,null,null,{"$error":"#VALUE!"}]
[null,null,null,null,null,null,null,null,null,null,null,null,null,null,null,null,null,null,null,null,null,null,null,null,null,null,null,null,null,null,null,null,{"$error":"#VALUE!"}]
[null,null,null,null,null,null,null,null,null,null,null,null,null,null,null,null,null,null,null,null,null,null,null,null,null,null,null,null,null,null,null,null,{"$error":"#VALUE!"}]
[null,null,null,null,null,null,null,null,null,null,null,null,null,null,null,null,null,null,null,null,null,null,null,null,null,null,null,null,null,null,null,null,{"$error":"#VALUE!"}]
[null,null,null,null,null,null,null,null,null,null,null,null,null,null,null,null,null,null,null,null,null,null,null,null,null,null,null,null,null,null,null,null,{"$error":"#VALUE!"}]
[null,null,null,null,null,null,null,null,null,null,null,null,null,null,null,null,null,null,null,null,null,null,null,null,null,null,null,null,null,null,null,null,{"$error":"#VALUE!"}]
[null,null,null,null,null,null,null,null,null,null,null,null,null,null,null,null,null,null,null,null,null,null,null,null,null,null,null,null,null,null,null,null,{"$error":"#VALUE!"}]
[null,null,null,null,null,null,null,null,null,null,null,null,null,null,null,null,null,null,null,null,null,null,null,null,null,null,null,null,null,null,null,null,{"$error":"#VALUE!"}]
[null,null,null,null,null,null,null,null,null,null,null,null,null,null,null,null,null,null,null,null,null,null,null,null,null,null,null,null,null,null,null,null,{"$error":"#VALUE!"}]
[null,null,null,null,null,null,null,null,null,null,null,null,null,null,null,null,null,null,null,null,null,null,null,null,null,null,null,null,null,null,null,null,{"$error":"#VALUE!"}]
[null,null,null,null,null,null,null,null,null,null,null,null,null,null,null,null,null,null,null,null,null,null,null,null,null,null,null,null,null,null,null,null,{"$error":"#VALUE!"}]
[null,null,null,null,null,null,null,null,null,null,null,null,null,null,null,null,null,null,null,null,null,null,null,null,null,null,null,null,null,null,null,null,{"$error":"#VALUE!"}]
[null,null,null,null,null,null,null,null,null,null,null,null,null,null,null,null,null,null,null,null,null,null,null,null,null,null,null,null,null,null,null,null,{"$error":"#VALUE!"}]
[null,null,null,null,null,null,null,null,null,null,null,null,null,null,null,null,null,null,null,null,null,null,null,null,null,null,null,null,null,null,null,null,{"$error":"#VALUE!"}]
[null,null,null,null,null,null,null,null,null,null,null,null,null,null,null,null,null,null,null,null,null,null,null,null,null,null,null,null,null,null,null,null,{"$error":"#VALUE!"}]
[null,null,null,null,null,null,null,null,null,null,null,null,null,null,null,null,null,null,null,null,null,null,null,null,null,null,null,null,null,null,null,null,{"$error":"#VALUE!"}]
[null,null,null,null,null,null,null,null,null,null,null,null,null,null,null,null,null,null,null,null,null,null,null,null,null,null,null,null,null,null,null,null,{"$error":"#VALUE!"}]
[null,null,null,null,null,null,null,null,null,null,null,null,null,null,null,null,null,null,null,null,null,null,null,null,null,null,null,null,null,null,null,null,{"$error":"#VALUE!"}]
[null,null,null,null,null,null,null,null,null,null,null,null,null,null,null,null,null,null,null,null,null,null,null,null,null,null,null,null,null,null,null,null,{"$error":"#VALUE!"}]
[null,null,null,null,null,null,null,null,null,null,null,null,null,null,null,null,null,null,null,null,null,null,null,null,null,null,null,null,null,null,null,null,{"$error":"#VALUE!"}]
[null,null,null,null,null,null,null,null,null,null,null,null,null,null,null,null,null,null,null,null,null,null,null,null,null,null,null,null,null,null,null,null,{"$error":"#VALUE!"}]
[null,null,null,null,null,null,null,null,null,null,null,null,null,null,null,null,null,null,null,null,null,null,null,null,null,null,null,null,null,null,null,null,{"$error":"#VALUE!"}]
[null,null,null,null,null,null,null,null,null,null,null,null,null,null,null,null,null,null,null,null,null,null,null,null,null,null,null,null,null,null,null,null,{"$error":"#VALUE!"}]
[null,null,null,null,null,null,null,null,null,null,null,null,null,null,null,null,null,null,null,null,null,null,null,null,null,null,null,null,null,null,null,null,{"$error":"#VALUE!"}]
[null,null,null,null,null,null,null,null,null,null,null,null,null,null,null,null,null,null,null,null,null,null,null,null,null,null,null,null,null,null,null,null,{"$error":"#VALUE!"}]
[null,null,null,null,null,null,null,null,null,null,null,null,null,null,null,null,null,null,null,null,null,null,null,null,null,null,null,null,null,null,null,null,{"$error":"#VALUE!"}]
[null,null,null,null,null,null,null,null,null,null,null,null,null,null,null,null,null,null,null,null,null,null,null,null,null,null,null,null,null,null,null,null,{"$error":"#VALUE!"}]
[null,null,null,null,null,null,null,null,null,null,null,null,null,null,null,null,null,null,null,null,null,null,null,null,null,null,null,null,null,null,null,null,{"$error":"#VALUE!"}]
[null,null,null,null,null,null,null,null,null,null,null,null,null,null,null,null,null,null,null,null,null,null,null,null,null,null,null,null,null,null,null,null,{"$error":"#VALUE!"}]
[null,null,null,null,null,null,null,null,null,null,null,null,null,null,null,null,null,null,null,null,null,null,null,null,null,null,null,null,null,null,null,null,{"$error":"#VALUE!"}]
[null,null,null,null,null,null,null,null,null,null,null,null,null,null,null,null,null,null,null,null,null,null,null,null,null,null,null,null,null,null,null,null,{"$error":"#VALUE!"}]
[null,null,null,null,null,null,null,null,null,null,null,null,null,null,null,null,null,null,null,null,null,null,null,null,null,null,null,null,null,null,null,null,{"$error":"#VALUE!"}]
[null,null,null,null,null,null,null,null,null,null,null,null,null,null,null,null,null,null,null,null,null,null,null,null,null,null,null,null,null,null,null,null,{"$error":"#VALUE!"}]
[null,null,null,null,null,null,null,null,null,null,null,null,null,null,null,null,null,null,null,null,null,null,null,null,null,null,null,null,null,null,null,null,{"$error":"#VALUE!"}]
[null,null,null,null,null,null,null,null,null,null,null,null,null,null,null,null,null,null,null,null,null,null,null,null,null,null,null,null,null,null,null,null,{"$error":"#VALUE!"}]
[null,null,null,null,null,null,null,null,null,null,null,null,null,null,null,null,null,null,null,null,null,null,null,null,null,null,null,null,null,null,null,null,{"$error":"#VALUE!"}]
[null,null,null,null,null,null,null,null,null,null,null,null,null,null,null,null,null,null,null,null,null,null,null,null,null,null,null,null,null,null,null,null,{"$error":"#VALUE!"}]
[null,null,null,null,null,null,null,null,null,null,null,null,null,null,null,null,null,null,null,null,null,null,null,null,null,null,null,null,null,null,null,null,{"$error":"#VALUE!"}]
[null,null,null,null,null,null,null,null,null,null,null,null,null,null,null,null,null,null,null,null,null,null,null,null,null,null,null,null,null,null,null,null,{"$error":"#VALUE!"}]
[null,null,null,null,null,null,null,null,null,null,null,null,null,null,null,null,null,null,null,null,null,null,null,null,null,null,null,null,null,null,null,null,{"$error":"#VALUE!"}]
[null,null,null,null,null,null,null,null,null,null,null,null,null,null,null,null,null,null,null,null,null,null,null,null,null,null,null,null,null,null,null,null,{"$error":"#VALUE!"}]
[null,null,null,null,null,null,null,null,null,null,null,null,null,null,null,null,null,null,null,null,null,null,null,null,null,null,null,null,null,null,null,null,{"$error":"#VALUE!"}]
[null,null,null,null,null,null,null,null,null,null,null,null,null,null,null,null,null,null,null,null,null,null,null,null,null,null,null,null,null,null,null,null,{"$error":"#VALUE!"}]
[null,null,null,null,null,null,null,null,null,null,null,null,null,null,null,null,null,null,null,null,null,null,null,null,null,null,null,null,null,null,null,null,{"$error":"#VALUE!"}]
[null,null,null,null,null,null,null,null,null,null,null,null,null,null,null,null,null,null,null,null,null,null,null,null,null,null,null,null,null,null,null,null,{"$error":"#VALUE!"}]
[null,null,null,null,null,null,null,null,null,null,null,null,null,null,null,null,null,null,null,null,null,null,null,null,null,null,null,null,null,null,null,null,{"$error":"#VALUE!"}]
[null,null,null,null,null,null,null,null,null,null,null,null,null,null,null,null,null,null,null,null,null,null,null,null,null,null,null,null,null,null,null,null,{"$error":"#VALUE!"}]
[null,null,null,null,null,null,null,null,null,null,null,null,null,null,null,null,null,null,null,null,null,null,null,null,null,null,null,null,null,null,null,null,{"$error":"#VALUE!"}]
[null,null,null,null,null,null,null,null,null,null,null,null,null,null,null,null,null,null,null,null,null,null,null,null,null,null,null,null,null,null,null,null,{"$error":"#VALUE!"}]
[null,null,null,null,null,null,null,null,null,null,null,null,null,null,null,null,null,null,null,null,null,null,null,null,null,null,null,null,null,null,null,null,{"$error":"#VALUE!"}]
[null,null,null,null,null,null,null,null,null,null,null,null,null,null,null,null,null,null,null,null,null,null,null,null,null,null,null,null,null,null,null,null,{"$f":"IF((CODE(RIGHT(B263,1))>96),CONCATENATE(REPT(\"0\",6-LEN(B263)),B263),CONCATENATE(REPT(\"0\",5-LEN(B263)),B263))","v":{"$error":"#VALUE!"}}]
[null,null,null,null,null,null,null,null,null,null,null,null,null,null,null,null,null,null,null,null,null,null,null,null,null,null,null,null,null,null,null,null,{"$error":"#VALUE!"}]
[null,null,null,null,null,null,null,null,null,null,null,null,null,null,null,null,null,null,null,null,null,null,null,null,null,null,null,null,null,null,null,null,{"$error":"#VALUE!"}]
[null,null,null,null,null,null,null,null,null,null,null,null,null,null,null,null,null,null,null,null,null,null,null,null,null,null,null,null,null,null,null,null,{"$error":"#VALUE!"}]
[null,null,null,null,null,null,null,null,null,null,null,null,null,null,null,null,null,null,null,null,null,null,null,null,null,null,null,null,null,null,null,null,{"$error":"#VALUE!"}]
[null,null,null,null,null,null,null,null,null,null,null,null,null,null,null,null,null,null,null,null,null,null,null,null,null,null,null,null,null,null,null,null,{"$error":"#VALUE!"}]
[null,null,null,null,null,null,null,null,null,null,null,null,null,null,null,null,null,null,null,null,null,null,null,null,null,null,null,null,null,null,null,null,{"$error":"#VALUE!"}]
[null,null,null,null,null,null,null,null,null,null,null,null,null,null,null,null,null,null,null,null,null,null,null,null,null,null,null,null,null,null,null,null,{"$error":"#VALUE!"}]
[null,null,null,null,null,null,null,null,null,null,null,null,null,null,null,null,null,null,null,null,null,null,null,null,null,null,null,null,null,null,null,null,{"$error":"#VALUE!"}]
[null,null,null,null,null,null,null,null,null,null,null,null,null,null,null,null,null,null,null,null,null,null,null,null,null,null,null,null,null,null,null,null,{"$error":"#VALUE!"}]
[null,null,null,null,null,null,null,null,null,null,null,null,null,null,null,null,null,null,null,null,null,null,null,null,null,null,null,null,null,null,null,null,{"$error":"#VALUE!"}]
[null,null,null,null,null,null,null,null,null,null,null,null,null,null,null,null,null,null,null,null,null,null,null,null,null,null,null,null,null,null,null,null,{"$error":"#VALUE!"}]
[null,null,null,null,null,null,null,null,null,null,null,null,null,null,null,null,null,null,null,null,null,null,null,null,null,null,null,null,null,null,null,null,{"$error":"#VALUE!"}]
[null,null,null,null,null,null,null,null,null,null,null,null,null,null,null,null,null,null,null,null,null,null,null,null,null,null,null,null,null,null,null,null,{"$error":"#VALUE!"}]
[null,null,null,null,null,null,null,null,null,null,null,null,null,null,null,null,null,null,null,null,null,null,null,null,null,null,null,null,null,null,null,null,{"$error":"#VALUE!"}]
[null,null,null,null,null,null,null,null,null,null,null,null,null,null,null,null,null,null,null,null,null,null,null,null,null,null,null,null,null,null,null,null,{"$error":"#VALUE!"}]
[null,null,null,null,null,null,null,null,null,null,null,null,null,null,null,null,null,null,null,null,null,null,null,null,null,null,null,null,null,null,null,null,{"$error":"#VALUE!"}]
[null,null,null,null,null,null,null,null,null,null,null,null,null,null,null,null,null,null,null,null,null,null,null,null,null,null,null,null,null,null,null,null,{"$error":"#VALUE!"}]
[null,null,null,null,null,null,null,null,null,null,null,null,null,null,null,null,null,null,null,null,null,null,null,null,null,null,null,null,null,null,null,null,{"$error":"#VALUE!"}]
[null,null,null,null,null,null,null,null,null,null,null,null,null,null,null,null,null,null,null,null,null,null,null,null,null,null,null,null,null,null,null,null,{"$error":"#VALUE!"}]
[null,null,null,null,null,null,null,null,null,null,null,null,null,null,null,null,null,null,null,null,null,null,null,null,null,null,null,null,null,null,null,null,{"$error":"#VALUE!"}]
[null,null,null,null,null,null,null,null,null,null,null,null,null,null,null,null,null,null,null,null,null,null,null,null,null,null,null,null,null,null,null,null,{"$error":"#VALUE!"}]
[null,null,null,null,null,null,null,null,null,null,null,null,null,null,null,null,null,null,null,null,null,null,null,null,null,null,null,null,null,null,null,null,{"$error":"#VALUE!"}]
[null,null,null,null,null,null,null,null,null,null,null,null,null,null,null,null,null,null,null,null,null,null,null,null,null,null,null,null,null,null,null,null,{"$error":"#VALUE!"}]
[null,null,null,null,null,null,null,null,null,null,null,null,null,null,null,null,null,null,null,null,null,null,null,null,null,null,null,null,null,null,null,null,{"$error":"#VALUE!"}]
[null,null,null,null,null,null,null,null,null,null,null,null,null,null,null,null,null,null,null,null,null,null,null,null,null,null,null,null,null,null,null,null,{"$error":"#VALUE!"}]
[null,null,null,null,null,null,null,null,null,null,null,null,null,null,null,null,null,null,null,null,null,null,null,null,null,null,null,null,null,null,null,null,{"$error":"#VALUE!"}]
[null,null,null,null,null,null,null,null,null,null,null,null,null,null,null,null,null,null,null,null,null,null,null,null,null,null,null,null,null,null,null,null,{"$error":"#VALUE!"}]
[null,null,null,null,null,null,null,null,null,null,null,null,null,null,null,null,null,null,null,null,null,null,null,null,null,null,null,null,null,null,null,null,{"$error":"#VALUE!"}]
[null,null,null,null,null,null,null,null,null,null,null,null,null,null,null,null,null,null,null,null,null,null,null,null,null,null,null,null,null,null,null,null,{"$error":"#VALUE!"}]
[null,null,null,null,null,null,null,null,null,null,null,null,null,null,null,null,null,null,null,null,null,null,null,null,null,null,null,null,null,null,null,null,{"$error":"#VALUE!"}]
[null,null,null,null,null,null,null,null,null,null,null,null,null,null,null,null,null,null,null,null,null,null,null,null,null,null,null,null,null,null,null,null,{"$error":"#VALUE!"}]
[null,null,null,null,null,null,null,null,null,null,null,null,null,null,null,null,null,null,null,null,null,null,null,null,null,null,null,null,null,null,null,null,{"$error":"#VALUE!"}]
[null,null,null,null,null,null,null,null,null,null,null,null,null,null,null,null,null,null,null,null,null,null,null,null,null,null,null,null,null,null,null,null,{"$error":"#VALUE!"}]
[null,null,null,null,null,null,null,null,null,null,null,null,null,null,null,null,null,null,null,null,null,null,null,null,null,null,null,null,null,null,null,null,{"$error":"#VALUE!"}]
[null,null,null,null,null,null,null,null,null,null,null,null,null,null,null,null,null,null,null,null,null,null,null,null,null,null,null,null,null,null,null,null,{"$error":"#VALUE!"}]
[null,null,null,null,null,null,null,null,null,null,null,null,null,null,null,null,null,null,null,null,null,null,null,null,null,null,null,null,null,null,null,null,{"$error":"#VALUE!"}]
[null,null,null,null,null,null,null,null,null,null,null,null,null,null,null,null,null,null,null,null,null,null,null,null,null,null,null,null,null,null,null,null,{"$error":"#VALUE!"}]
[null,null,null,null,null,null,null,null,null,null,null,null,null,null,null,null,null,null,null,null,null,null,null,null,null,null,null,null,null,null,null,null,{"$error":"#VALUE!"}]
[null,null,null,null,null,null,null,null,null,null,null,null,null,null,null,null,null,null,null,null,null,null,null,null,null,null,null,null,null,null,null,null,{"$error":"#VALUE!"}]
[null,null,null,null,null,null,null,null,null,null,null,null,null,null,null,null,null,null,null,null,null,null,null,null,null,null,null,null,null,null,null,null,{"$error":"#VALUE!"}]
[null,null,null,null,null,null,null,null,null,null,null,null,null,null,null,null,null,null,null,null,null,null,null,null,null,null,null,null,null,null,null,null,{"$error":"#VALUE!"}]
[null,null,null,null,null,null,null,null,null,null,null,null,null,null,null,null,null,null,null,null,null,null,null,null,null,null,null,null,null,null,null,null,{"$error":"#VALUE!"}]
[null,null,null,null,null,null,null,null,null,null,null,null,null,null,null,null,null,null,null,null,null,null,null,null,null,null,null,null,null,null,null,null,{"$error":"#VALUE!"}]
[null,null,null,null,null,null,null,null,null,null,null,null,null,null,null,null,null,null,null,null,null,null,null,null,null,null,null,null,null,null,null,null,{"$error":"#VALUE!"}]
[null,null,null,null,null,null,null,null,null,null,null,null,null,null,null,null,null,null,null,null,null,null,null,null,null,null,null,null,null,null,null,null,{"$error":"#VALUE!"}]
[null,null,null,null,null,null,null,null,null,null,null,null,null,null,null,null,null,null,null,null,null,null,null,null,null,null,null,null,null,null,null,null,{"$error":"#VALUE!"}]
[null,null,null,null,null,null,null,null,null,null,null,null,null,null,null,null,null,null,null,null,null,null,null,null,null,null,null,null,null,null,null,null,{"$error":"#VALUE!"}]
[null,null,null,null,null,null,null,null,null,null,null,null,null,null,null,null,null,null,null,null,null,null,null,null,null,null,null,null,null,null,null,null,{"$error":"#VALUE!"}]
[null,null,null,null,null,null,null,null,null,null,null,null,null,null,null,null,null,null,null,null,null,null,null,null,null,null,null,null,null,null,null,null,{"$error":"#VALUE!"}]
[null,null,null,null,null,null,null,null,null,null,null,null,null,null,null,null,null,null,null,null,null,null,null,null,null,null,null,null,null,null,null,null,{"$error":"#VALUE!"}]
[null,null,null,null,null,null,null,null,null,null,null,null,null,null,null,null,null,null,null,null,null,null,null,null,null,null,null,null,null,null,null,null,{"$error":"#VALUE!"}]
[null,null,null,null,null,null,null,null,null,null,null,null,null,null,null,null,null,null,null,null,null,null,null,null,null,null,null,null,null,null,null,null,{"$error":"#VALUE!"}]
[null,null,null,null,null,null,null,null,null,null,null,null,null,null,null,null,null,null,null,null,null,null,null,null,null,null,null,null,null,null,null,null,{"$error":"#VALUE!"}]
[null,null,null,null,null,null,null,null,null,null,null,null,null,null,null,null,null,null,null,null,null,null,null,null,null,null,null,null,null,null,null,null,{"$error":"#VALUE!"}]
[null,null,null,null,null,null,null,null,null,null,null,null,null,null,null,null,null,null,null,null,null,null,null,null,null,null,null,null,null,null,null,null,{"$error":"#VALUE!"}]
[null,null,null,null,null,null,null,null,null,null,null,null,null,null,null,null,null,null,null,null,null,null,null,null,null,null,null,null,null,null,null,null,{"$error":"#VALUE!"}]
[null,null,null,null,null,null,null,null,null,null,null,null,null,null,null,null,null,null,null,null,null,null,null,null,null,null,null,null,null,null,null,null,{"$error":"#VALUE!"}]
[null,null,null,null,null,null,null,null,null,null,null,null,null,null,null,null,null,null,null,null,null,null,null,null,null,null,null,null,null,null,null,null,{"$error":"#VALUE!"}]
[null,null,null,null,null,null,null,null,null,null,null,null,null,null,null,null,null,null,null,null,null,null,null,null,null,null,null,null,null,null,null,null,{"$error":"#VALUE!"}]
[null,null,null,null,null,null,null,null,null,null,null,null,null,null,null,null,null,null,null,null,null,null,null,null,null,null,null,null,null,null,null,null,{"$error":"#VALUE!"}]
[null,null,null,null,null,null,null,null,null,null,null,null,null,null,null,null,null,null,null,null,null,null,null,null,null,null,null,null,null,null,null,null,{"$error":"#VALUE!"}]
[null,null,null,null,null,null,null,null,null,null,null,null,null,null,null,null,null,null,null,null,null,null,null,null,null,null,null,null,null,null,null,null,{"$error":"#VALUE!"}]
[null,null,null,null,null,null,null,null,null,null,null,null,null,null,null,null,null,null,null,null,null,null,null,null,null,null,null,null,null,null,null,null,{"$error":"#VALUE!"}]
[null,null,null,null,null,null,null,null,null,null,null,null,null,null,null,null,null,null,null,null,null,null,null,null,null,null,null,null,null,null,null,null,{"$f":"IF((CODE(RIGHT(B327,1))>96),CONCATENATE(REPT(\"0\",6-LEN(B327)),B327),CONCATENATE(REPT(\"0\",5-LEN(B327)),B327))","v":{"$error":"#VALUE!"}}]
[null,null,null,null,null,null,null,null,null,null,null,null,null,null,null,null,null,null,null,null,null,null,null,null,null,null,null,null,null,null,null,null,{"$error":"#VALUE!"}]
[null,null,null,null,null,null,null,null,null,null,null,null,null,null,null,null,null,null,null,null,null,null,null,null,null,null,null,null,null,null,null,null,{"$error":"#VALUE!"}]
[null,null,null,null,null,null,null,null,null,null,null,null,null,null,null,null,null,null,null,null,null,null,null,null,null,null,null,null,null,null,null,null,{"$error":"#VALUE!"}]
[null,null,null,null,null,null,null,null,null,null,null,null,null,null,null,null,null,null,null,null,null,null,null,null,null,null,null,null,null,null,null,null,{"$error":"#VALUE!"}]
[null,null,null,null,null,null,null,null,null,null,null,null,null,null,null,null,null,null,null,null,null,null,null,null,null,null,null,null,null,null,null,null,{"$error":"#VALUE!"}]
[null,null,null,null,null,null,null,null,null,null,null,null,null,null,null,null,null,null,null,null,null,null,null,null,null,null,null,null,null,null,null,null,{"$error":"#VALUE!"}]
[null,null,null,null,null,null,null,null,null,null,null,null,null,null,null,null,null,null,null,null,null,null,null,null,null,null,null,null,null,null,null,null,{"$error":"#VALUE!"}]
[null,null,null,null,null,null,null,null,null,null,null,null,null,null,null,null,null,null,null,null,null,null,null,null,null,null,null,null,null,null,null,null,{"$error":"#VALUE!"}]
[null,null,null,null,null,null,null,null,null,null,null,null,null,null,null,null,null,null,null,null,null,null,null,null,null,null,null,null,null,null,null,null,{"$error":"#VALUE!"}]
[null,null,null,null,null,null,null,null,null,null,null,null,null,null,null,null,null,null,null,null,null,null,null,null,null,null,null,null,null,null,null,null,{"$error":"#VALUE!"}]
[null,null,null,null,null,null,null,null,null,null,null,null,null,null,null,null,null,null,null,null,null,null,null,null,null,null,null,null,null,null,null,null,{"$error":"#VALUE!"}]
[null,null,null,null,null,null,null,null,null,null,null,null,null,null,null,null,null,null,null,null,null,null,null,null,null,null,null,null,null,null,null,null,{"$error":"#VALUE!"}]
[null,null,null,null,null,null,null,null,null,null,null,null,null,null,null,null,null,null,null,null,null,null,null,null,null,null,null,null,null,null,null,null,{"$error":"#VALUE!"}]
[null,null,null,null,null,null,null,null,null,null,null,null,null,null,null,null,null,null,null,null,null,null,null,null,null,null,null,null,null,null,null,null,{"$error":"#VALUE!"}]
[null,null,null,null,null,null,null,null,null,null,null,null,null,null,null,null,null,null,null,null,null,null,null,null,null,null,null,null,null,null,null,null,{"$error":"#VALUE!"}]
[null,null,null,null,null,null,null,null,null,null,null,null,null,null,null,null,null,null,null,null,null,null,null,null,null,null,null,null,null,null,null,null,{"$error":"#VALUE!"}]
[null,null,null,null,null,null,null,null,null,null,null,null,null,null,null,null,null,null,null,null,null,null,null,null,null,null,null,null,null,null,null,null,{"$error":"#VALUE!"}]
[null,null,null,null,null,null,null,null,null,null,null,null,null,null,null,null,null,null,null,null,null,null,null,null,null,null,null,null,null,null,null,null,{"$error":"#VALUE!"}]
[null,null,null,null,null,null,null,null,null,null,null,null,null,null,null,null,null,null,null,null,null,null,null,null,null,null,null,null,null,null,null,null,{"$error":"#VALUE!"}]
[null,null,null,null,null,null,null,null,null,null,null,null,null,null,null,null,null,null,null,null,null,null,null,null,null,null,null,null,null,null,null,null,{"$error":"#VALUE!"}]
[null,null,null,null,null,null,null,null,null,null,null,null,null,null,null,null,null,null,null,null,null,null,null,null,null,null,null,null,null,null,null,null,{"$error":"#VALUE!"}]
[null,null,null,null,null,null,null,null,null,null,null,null,null,null,null,null,null,null,null,null,null,null,null,null,null,null,null,null,null,null,null,null,{"$error":"#VALUE!"}]
[null,null,null,null,null,null,null,null,null,null,null,null,null,null,null,null,null,null,null,null,null,null,null,null,null,null,null,null,null,null,null,null,{"$error":"#VALUE!"}]
[null,null,null,null,null,null,null,null,null,null,null,null,null,null,null,null,null,null,null,null,null,null,null,null,null,null,null,null,null,null,null,null,{"$error":"#VALUE!"}]
[null,null,null,null,null,null,null,null,null,null,null,null,null,null,null,null,null,null,null,null,null,null,null,null,null,null,null,null,null,null,null,null,{"$error":"#VALUE!"}]
[null,null,null,null,null,null,null,null,null,null,null,null,null,null,null,null,null,null,null,null,null,null,null,null,null,null,null,null,null,null,null,null,{"$error":"#VALUE!"}]
[null,null,null,null,null,null,null,null,null,null,null,null,null,null,null,null,null,null,null,null,null,null,null,null,null,null,null,null,null,null,null,null,{"$error":"#VALUE!"}]
[null,null,null,null,null,null,null,null,null,null,null,null,null,null,null,null,null,null,null,null,null,null,null,null,null,null,null,null,null,null,null,null,{"$error":"#VALUE!"}]
[null,null,null,null,null,null,null,null,null,null,null,null,null,null,null,null,null,null,null,null,null,null,null,null,null,null,null,null,null,null,null,null,{"$error":"#VALUE!"}]
[null,null,null,null,null,null,null,null,null,null,null,null,null,null,null,null,null,null,null,null,null,null,null,null,null,null,null,null,null,null,null,null,{"$error":"#VALUE!"}]
[null,null,null,null,null,null,null,null,null,null,null,null,null,null,null,null,null,null,null,null,null,null,null,null,null,null,null,null,null,null,null,null,{"$error":"#VALUE!"}]
[null,null,null,null,null,null,null,null,null,null,null,null,null,null,null,null,null,null,null,null,null,null,null,null,null,null,null,null,null,null,null,null,{"$error":"#VALUE!"}]
[null,null,null,null,null,null,null,null,null,null,null,null,null,null,null,null,null,null,null,null,null,null,null,null,null,null,null,null,null,null,null,null,{"$error":"#VALUE!"}]
[null,null,null,null,null,null,null,null,null,null,null,null,null,null,null,null,null,null,null,null,null,null,null,null,null,null,null,null,null,null,null,null,{"$error":"#VALUE!"}]
[null,null,null,null,null,null,null,null,null,null,null,null,null,null,null,null,null,null,null,null,null,null,null,null,null,null,null,null,null,null,null,null,{"$error":"#VALUE!"}]
[null,null,null,null,null,null,null,null,null,null,null,null,null,null,null,null,null,null,null,null,null,null,null,null,null,null,null,null,null,null,null,null,{"$error":"#VALUE!"}]
[null,null,null,null,null,null,null,null,null,null,null,null,null,null,null,null,null,null,null,null,null,null,null,null,null,null,null,null,null,null,null,null,{"$error":"#VALUE!"}]
[null,null,null,null,null,null,null,null,null,null,null,null,null,null,null,null,null,null,null,null,null,null,null,null,null,null,null,null,null,null,null,null,{"$error":"#VALUE!"}]
[null,null,null,null,null,null,null,null,null,null,null,null,null,null,null,null,null,null,null,null,null,null,null,null,null,null,null,null,null,null,null,null,{"$error":"#VALUE!"}]
[null,null,null,null,null,null,null,null,null,null,null,null,null,null,null,null,null,null,null,null,null,null,null,null,null,null,null,null,null,null,null,null,{"$error":"#VALUE!"}]
[null,null,null,null,null,null,null,null,null,null,null,null,null,null,null,null,null,null,null,null,null,null,null,null,null,null,null,null,null,null,null,null,{"$error":"#VALUE!"}]
[null,null,null,null,null,null,null,null,null,null,null,null,null,null,null,null,null,null,null,null,null,null,null,null,null,null,null,null,null,null,null,null,{"$error":"#VALUE!"}]
[null,null,null,null,null,null,null,null,null,null,null,null,null,null,null,null,null,null,null,null,null,null,null,null,null,null,null,null,null,null,null,null,{"$error":"#VALUE!"}]
[null,null,null,null,null,null,null,null,null,null,null,null,null,null,null,null,null,null,null,null,null,null,null,null,null,null,null,null,null,null,null,null,{"$error":"#VALUE!"}]
[null,null,null,null,null,null,null,null,null,null,null,null,null,null,null,null,null,null,null,null,null,null,null,null,null,null,null,null,null,null,null,null,{"$error":"#VALUE!"}]
[null,null,null,null,null,null,null,null,null,null,null,null,null,null,null,null,null,null,null,null,null,null,null,null,null,null,null,null,null,null,null,null,{"$error":"#VALUE!"}]
[null,null,null,null,null,null,null,null,null,null,null,null,null,null,null,null,null,null,null,null,null,null,null,null,null,null,null,null,null,null,null,null,{"$error":"#VALUE!"}]
[null,null,null,null,null,null,null,null,null,null,null,null,null,null,null,null,null,null,null,null,null,null,null,null,null,null,null,null,null,null,null,null,{"$error":"#VALUE!"}]
[null,null,null,null,null,null,null,null,null,null,null,null,null,null,null,null,null,null,null,null,null,null,null,null,null,null,null,null,null,null,null,null,{"$error":"#VALUE!"}]
[null,null,null,null,null,null,null,null,null,null,null,null,null,null,null,null,null,null,null,null,null,null,null,null,null,null,null,null,null,null,null,null,{"$error":"#VALUE!"}]
[null,null,null,null,null,null,null,null,null,null,null,null,null,null,null,null,null,null,null,null,null,null,null,null,null,null,null,null,null,null,null,null,{"$error":"#VALUE!"}]
[null,null,null,null,null,null,null,null,null,null,null,null,null,null,null,null,null,null,null,null,null,null,null,null,null,null,null,null,null,null,null,null,{"$error":"#VALUE!"}]
[null,null,null,null,null,null,null,null,null,null,null,null,null,null,null,null,null,null,null,null,null,null,null,null,null,null,null,null,null,null,null,null,{"$error":"#VALUE!"}]
[null,null,null,null,null,null,null,null,null,null,null,null,null,null,null,null,null,null,null,null,null,null,null,null,null,null,null,null,null,null,null,null,{"$error":"#VALUE!"}]
[null,null,null,null,null,null,null,null,null,null,null,null,null,null,null,null,null,null,null,null,null,null,null,null,null,null,null,null,null,null,null,null,{"$error":"#VALUE!"}]
[null,null,null,null,null,null,null,null,null,null,null,null,null,null,null,null,null,null,null,null,null,null,null,null,null,null,null,null,null,null,null,null,{"$error":"#VALUE!"}]
[null,null,null,null,null,null,null,null,null,null,null,null,null,null,null,null,null,null,null,null,null,null,null,null,null,null,null,null,null,null,null,null,{"$error":"#VALUE!"}]
[null,null,null,null,null,null,null,null,null,null,null,null,null,null,null,null,null,null,null,null,null,null,null,null,null,null,null,null,null,null,null,null,{"$error":"#VALUE!"}]
[null,null,null,null,null,null,null,null,null,null,null,null,null,null,null,null,null,null,null,null,null,null,null,null,null,null,null,null,null,null,null,null,{"$error":"#VALUE!"}]
[null,null,null,null,null,null,null,null,null,null,null,null,null,null,null,null,null,null,null,null,null,null,null,null,null,null,null,null,null,null,null,null,{"$error":"#VALUE!"}]
[null,null,null,null,null,null,null,null,null,null,null,null,null,null,null,null,null,null,null,null,null,null,null,null,null,null,null,null,null,null,null,null,{"$error":"#VALUE!"}]
[null,null,null,null,null,null,null,null,null,null,null,null,null,null,null,null,null,null,null,null,null,null,null,null,null,null,null,null,null,null,null,null,{"$error":"#VALUE!"}]
[null,null,null,null,null,null,null,null,null,null,null,null,null,null,null,null,null,null,null,null,null,null,null,null,null,null,null,null,null,null,null,null,{"$error":"#VALUE!"}]
[null,null,null,null,null,null,null,null,null,null,null,null,null,null,null,null,null,null,null,null,null,null,null,null,null,null,null,null,null,null,null,null,{"$f":"IF((CODE(RIGHT(B391,1))>96),CONCATENATE(REPT(\"0\",6-LEN(B391)),B391),CONCATENATE(REPT(\"0\",5-LEN(B391)),B391))","v":{"$error":"#VALUE!"}}]
[null,null,null,null,null,null,null,null,null,null,null,null,null,null,null,null,null,null,null,null,null,null,null,null,null,null,null,null,null,null,null,null,{"$error":"#VALUE!"}]
[null,null,null,null,null,null,null,null,null,null,null,null,null,null,null,null,null,null,null,null,null,null,null,null,null,null,null,null,null,null,null,null,{"$error":"#VALUE!"}]
[null,null,null,null,null,null,null,null,null,null,null,null,null,null,null,null,null,null,null,null,null,null,null,null,null,null,null,null,null,null,null,null,{"$error":"#VALUE!"}]
[null,null,null,null,null,null,null,null,null,null,null,null,null,null,null,null,null,null,null,null,null,null,null,null,null,null,null,null,null,null,null,null,{"$error":"#VALUE!"}]
[null,null,null,null,null,null,null,null,null,null,null,null,null,null,null,null,null,null,null,null,null,null,null,null,null,null,null,null,null,null,null,null,{"$error":"#VALUE!"}]
[null,null,null,null,null,null,null,null,null,null,null,null,null,null,null,null,null,null,null,null,null,null,null,null,null,null,null,null,null,null,null,null,{"$error":"#VALUE!"}]
[null,null,null,null,null,null,null,null,null,null,null,null,null,null,null,null,null,null,null,null,null,null,null,null,null,null,null,null,null,null,null,null,{"$error":"#VALUE!"}]
[null,null,null,null,null,null,null,null,null,null,null,null,null,null,null,null,null,null,null,null,null,null,null,null,null,null,null,null,null,null,null,null,{"$error":"#VALUE!"}]
[null,null,null,null,null,null,null,null,null,null,null,null,null,null,null,null,null,null,null,null,null,null,null,null,null,null,null,null,null,null,null,null,{"$error":"#VALUE!"}]
[null,null,null,null,null,null,null,null,null,null,null,null,null,null,null,null,null,null,null,null,null,null,null,null,null,null,null,null,null,null,null,null,{"$error":"#VALUE!"}]
[null,null,null,null,null,null,null,null,null,null,null,null,null,null,null,null,null,null,null,null,null,null,null,null,null,null,null,null,null,null,null,null,{"$error":"#VALUE!"}]
[null,null,null,null,null,null,null,null,null,null,null,null,null,null,null,null,null,null,null,null,null,null,null,null,null,null,null,null,null,null,null,null,{"$error":"#VALUE!"}]
[null,null,null,null,null,null,null,null,null,null,null,null,null,null,null,null,null,null,null,null,null,null,null,null,null,null,null,null,null,null,null,null,{"$error":"#VALUE!"}]
[null,null,null,null,null,null,null,null,null,null,null,null,null,null,null,null,null,null,null,null,null,null,null,null,null,null,null,null,null,null,null,null,{"$error":"#VALUE!"}]
[null,null,null,null,null,null,null,null,null,null,null,null,null,null,null,null,null,null,null,null,null,null,null,null,null,null,null,null,null,null,null,null,{"$error":"#VALUE!"}]
[null,null,null,null,null,null,null,null,null,null,null,null,null,null,null,null,null,null,null,null,null,null,null,null,null,null,null,null,null,null,null,null,{"$error":"#VALUE!"}]
[null,null,null,null,null,null,null,null,null,null,null,null,null,null,null,null,null,null,null,null,null,null,null,null,null,null,null,null,null,null,null,null,{"$error":"#VALUE!"}]
[null,null,null,null,null,null,null,null,null,null,null,null,null,null,null,null,null,null,null,null,null,null,null,null,null,null,null,null,null,null,null,null,{"$error":"#VALUE!"}]
[null,null,null,null,null,null,null,null,null,null,null,null,null,null,null,null,null,null,null,null,null,null,null,null,null,null,null,null,null,null,null,null,{"$error":"#VALUE!"}]
[null,null,null,null,null,null,null,null,null,null,null,null,null,null,null,null,null,null,null,null,null,null,null,null,null,null,null,null,null,null,null,null,{"$error":"#VALUE!"}]
[null,null,null,null,null,null,null,null,null,null,null,null,null,null,null,null,null,null,null,null,null,null,null,null,null,null,null,null,null,null,null,null,{"$error":"#VALUE!"}]
[null,null,null,null,null,null,null,null,null,null,null,null,null,null,null,null,null,null,null,null,null,null,null,null,null,null,null,null,null,null,null,null,{"$error":"#VALUE!"}]
[null,null,null,null,null,null,null,null,null,null,null,null,null,null,null,null,null,null,null,null,null,null,null,null,null,null,null,null,null,null,null,null,{"$error":"#VALUE!"}]
[null,null,null,null,null,null,null,null,null,null,null,null,null,null,null,null,null,null,null,null,null,null,null,null,null,null,null,null,null,null,null,null,{"$error":"#VALUE!"}]
[null,null,null,null,null,null,null,null,null,null,null,null,null,null,null,null,null,null,null,null,null,null,null,null,null,null,null,null,null,null,null,null,{"$error":"#VALUE!"}]
[null,null,null,null,null,null,null,null,null,null,null,null,null,null,null,null,null,null,null,null,null,null,null,null,null,null,null,null,null,null,null,null,{"$error":"#VALUE!"}]
[null,null,null,null,null,null,null,null,null,null,null,null,null,null,null,null,null,null,null,null,null,null,null,null,null,null,null,null,null,null,null,null,{"$error":"#VALUE!"}]
[null,null,null,null,null,null,null,null,null,null,null,null,null,null,null,null,null,null,null,null,null,null,null,null,null,null,null,null,null,null,null,null,{"$error":"#VALUE!"}]
[null,null,null,null,null,null,null,null,null,null,null,null,null,null,null,null,null,null,null,null,null,null,null,null,null,null,null,null,null,null,null,null,{"$error":"#VALUE!"}]
[null,null,null,null,null,null,null,null,null,null,null,null,null,null,null,null,null,null,null,null,null,null,null,null,null,null,null,null,null,null,null,null,{"$error":"#VALUE!"}]
[null,null,null,null,null,null,null,null,null,null,null,null,null,null,null,null,null,null,null,null,null,null,null,null,null,null,null,null,null,null,null,null,{"$error":"#VALUE!"}]
[null,null,null,null,null,null,null,null,null,null,null,null,null,null,null,null,null,null,null,null,null,null,null,null,null,null,null,null,null,null,null,null,{"$error":"#VALUE!"}]
[null,null,null,null,null,null,null,null,null,null,null,null,null,null,null,null,null,null,null,null,null,null,null,null,null,null,null,null,null,null,null,null,{"$error":"#VALUE!"}]
[null,null,null,null,null,null,null,null,null,null,null,null,null,null,null,null,null,null,null,null,null,null,null,null,null,null,null,null,null,null,null,null,{"$error":"#VALUE!"}]
[null,null,null,null,null,null,null,null,null,null,null,null,null,null,null,null,null,null,null,null,null,null,null,null,null,null,null,null,null,null,null,null,{"$error":"#VALUE!"}]
[null,null,null,null,null,null,null,null,null,null,null,null,null,null,null,null,null,null,null,null,null,null,null,null,null,null,null,null,null,null,null,null,{"$error":"#VALUE!"}]
[null,null,null,null,null,null,null,null,null,null,null,null,null,null,null,null,null,null,null,null,null,null,null,null,null,null,null,null,null,null,null,null,{"$error":"#VALUE!"}]
[null,null,null,null,null,null,null,null,null,null,null,null,null,null,null,null,null,null,null,null,null,null,null,null,null,null,null,null,null,null,null,null,{"$error":"#VALUE!"}]
[null,null,null,null,null,null,null,null,null,null,null,null,null,null,null,null,null,null,null,null,null,null,null,null,null,null,null,null,null,null,null,null,{"$error":"#VALUE!"}]
[null,null,null,null,null,null,null,null,null,null,null,null,null,null,null,null,null,null,null,null,null,null,null,null,null,null,null,null,null,null,null,null,{"$error":"#VALUE!"}]
[null,null,null,null,null,null,null,null,null,null,null,null,null,null,null,null,null,null,null,null,null,null,null,null,null,null,null,null,null,null,null,null,{"$error":"#VALUE!"}]
[null,null,null,null,null,null,null,null,null,null,null,null,null,null,null,null,null,null,null,null,null,null,null,null,null,null,null,null,null,null,null,null,{"$error":"#VALUE!"}]
[null,null,null,null,null,null,null,null,null,null,null,null,null,null,null,null,null,null,null,null,null,null,null,null,null,null,null,null,null,null,null,null,{"$error":"#VALUE!"}]
[null,null,null,null,null,null,null,null,null,null,null,null,null,null,null,null,null,null,null,null,null,null,null,null,null,null,null,null,null,null,null,null,{"$error":"#VALUE!"}]
[null,null,null,null,null,null,null,null,null,null,null,null,null,null,null,null,null,null,null,null,null,null,null,null,null,null,null,null,null,null,null,null,{"$error":"#VALUE!"}]
[null,null,null,null,null,null,null,null,null,null,null,null,null,null,null,null,null,null,null,null,null,null,null,null,null,null,null,null,null,null,null,null,{"$error":"#VALUE!"}]
[null,null,null,null,null,null,null,null,null,null,null,null,null,null,null,null,null,null,null,null,null,null,null,null,null,null,null,null,null,null,null,null,{"$error":"#VALUE!"}]
[null,null,null,null,null,null,null,null,null,null,null,null,null,null,null,null,null,null,null,null,null,null,null,null,null,null,null,null,null,null,null,null,{"$error":"#VALUE!"}]
[null,null,null,null,null,null,null,null,null,null,null,null,null,null,null,null,null,null,null,null,null,null,null,null,null,null,null,null,null,null,null,null,{"$error":"#VALUE!"}]
[null,null,null,null,null,null,null,null,null,null,null,null,null,null,null,null,null,null,null,null,null,null,null,null,null,null,null,null,null,null,null,null,{"$error":"#VALUE!"}]
[null,null,null,null,null,null,null,null,null,null,null,null,null,null,null,null,null,null,null,null,null,null,null,null,null,null,null,null,null,null,null,null,{"$error":"#VALUE!"}]
[null,null,null,null,null,null,null,null,null,null,null,null,null,null,null,null,null,null,null,null,null,null,null,null,null,null,null,null,null,null,null,null,{"$error":"#VALUE!"}]
[null,null,null,null,null,null,null,null,null,null,null,null,null,null,null,null,null,null,null,null,null,null,null,null,null,null,null,null,null,null,null,null,{"$error":"#VALUE!"}]
[null,null,null,null,null,null,null,null,null,null,null,null,null,null,null,null,null,null,null,null,null,null,null,null,null,null,null,null,null,null,null,null,{"$error":"#VALUE!"}]
[null,null,null,null,null,null,null,null,null,null,null,null,null,null,null,null,null,null,null,null,null,null,null,null,null,null,null,null,null,null,null,null,{"$error":"#VALUE!"}]
[null,null,null,null,null,null,null,null,null,null,null,null,null,null,null,null,null,null,null,null,null,null,null,null,null,null,null,null,null,null,null,null,{"$error":"#VALUE!"}]
[null,null,null,null,null,null,null,null,null,null,null,null,null,null,null,null,null,null,null,null,null,null,null,null,null,null,null,null,null,null,null,null,{"$error":"#VALUE!"}]
[null,null,null,null,null,null,null,null,null,null,null,null,null,null,null,null,null,null,null,null,null,null,null,null,null,null,null,null,null,null,null,null,{"$error":"#VALUE!"}]
[null,null,null,null,null,null,null,null,null,null,null,null,null,null,null,null,null,null,null,null,null,null,null,null,null,null,null,null,null,null,null,null,{"$error":"#VALUE!"}]
[null,null,null,null,null,null,null,null,null,null,null,null,null,null,null,null,null,null,null,null,null,null,null,null,null,null,null,null,null,null,null,null,{"$error":"#VALUE!"}]
[null,null,null,null,null,null,null,null,null,null,null,null,null,null,null,null,null,null,null,null,null,null,null,null,null,null,null,null,null,null,null,null,{"$error":"#VALUE!"}]
[null,null,null,null,null,null,null,null,null,null,null,null,null,null,null,null,null,null,null,null,null,null,null,null,null,null,null,null,null,null,null,null,{"$error":"#VALUE!"}]
[null,null,null,null,null,null,null,null,null,null,null,null,null,null,null,null,null,null,null,null,null,null,null,null,null,null,null,null,null,null,null,null,{"$error":"#VALUE!"}]
[null,null,null,null,null,null,null,null,null,null,null,null,null,null,null,null,null,null,null,null,null,null,null,null,null,null,null,null,null,null,null,null,{"$f":"IF((CODE(RIGHT(B455,1))>96),CONCATENATE(REPT(\"0\",6-LEN(B455)),B455),CONCATENATE(REPT(\"0\",5-LEN(B455)),B455))","v":{"$error":"#VALUE!"}}]
[null,null,null,null,null,null,null,null,null,null,null,null,null,null,null,null,null,null,null,null,null,null,null,null,null,null,null,null,null,null,null,null,{"$error":"#VALUE!"}]
[null,null,null,null,null,null,null,null,null,null,null,null,null,null,null,null,null,null,null,null,null,null,null,null,null,null,null,null,null,null,null,null,{"$error":"#VALUE!"}]
[null,null,null,null,null,null,null,null,null,null,null,null,null,null,null,null,null,null,null,null,null,null,null,null,null,null,null,null,null,null,null,null,{"$error":"#VALUE!"}]
[null,null,null,null,null,null,null,null,null,null,null,null,null,null,null,null,null,null,null,null,null,null,null,null,null,null,null,null,null,null,null,null,{"$error":"#VALUE!"}]
[null,null,null,null,null,null,null,null,null,null,null,null,null,null,null,null,null,null,null,null,null,null,null,null,null,null,null,null,null,null,null,null,{"$error":"#VALUE!"}]
[null,null,null,null,null,null,null,null,null,null,null,null,null,null,null,null,null,null,null,null,null,null,null,null,null,null,null,null,null,null,null,null,{"$error":"#VALUE!"}]
[null,null,null,null,null,null,null,null,null,null,null,null,null,null,null,null,null,null,null,null,null,null,null,null,null,null,null,null,null,null,null,null,{"$error":"#VALUE!"}]
[null,null,null,null,null,null,null,null,null,null,null,null,null,null,null,null,null,null,null,null,null,null,null,null,null,null,null,null,null,null,null,null,{"$error":"#VALUE!"}]
[null,null,null,null,null,null,null,null,null,null,null,null,null,null,null,null,null,null,null,null,null,null,null,null,null,null,null,null,null,null,null,null,{"$error":"#VALUE!"}]
[null,null,null,null,null,null,null,null,null,null,null,null,null,null,null,null,null,null,null,null,null,null,null,null,null,null,null,null,null,null,null,null,{"$error":"#VALUE!"}]
[null,null,null,null,null,null,null,null,null,null,null,null,null,null,null,null,null,null,null,null,null,null,null,null,null,null,null,null,null,null,null,null,{"$error":"#VALUE!"}]
[null,null,null,null,null,null,null,null,null,null,null,null,null,null,null,null,null,null,null,null,null,null,null,null,null,null,null,null,null,null,null,null,{"$error":"#VALUE!"}]
[null,null,null,null,null,null,null,null,null,null,null,null,null,null,null,null,null,null,null,null,null,null,null,null,null,null,null,null,null,null,null,null,{"$error":"#VALUE!"}]
[null,null,null,null,null,null,null,null,null,null,null,null,null,null,null,null,null,null,null,null,null,null,null,null,null,null,null,null,null,null,null,null,{"$error":"#VALUE!"}]
[null,null,null,null,null,null,null,null,null,null,null,null,null,null,null,null,null,null,null,null,null,null,null,null,null,null,null,null,null,null,null,null,{"$error":"#VALUE!"}]
[null,null,null,null,null,null,null,null,null,null,null,null,null,null,null,null,null,null,null,null,null,null,null,null,null,null,null,null,null,null,null,null,{"$error":"#VALUE!"}]
[null,null,null,null,null,null,null,null,null,null,null,null,null,null,null,null,null,null,null,null,null,null,null,null,null,null,null,null,null,null,null,null,{"$error":"#VALUE!"}]
[null,null,null,null,null,null,null,null,null,null,null,null,null,null,null,null,null,null,null,null,null,null,null,null,null,null,null,null,null,null,null,null,{"$error":"#VALUE!"}]
[null,null,null,null,null,null,null,null,null,null,null,null,null,null,null,null,null,null,null,null,null,null,null,null,null,null,null,null,null,null,null,null,{"$error":"#VALUE!"}]
[null,null,null,null,null,null,null,null,null,null,null,null,null,null,null,null,null,null,null,null,null,null,null,null,null,null,null,null,null,null,null,null,{"$error":"#VALUE!"}]
[null,null,null,null,null,null,null,null,null,null,null,null,null,null,null,null,null,null,null,null,null,null,null,null,null,null,null,null,null,null,null,null,{"$error":"#VALUE!"}]
[null,null,null,null,null,null,null,null,null,null,null,null,null,null,null,null,null,null,null,null,null,null,null,null,null,null,null,null,null,null,null,null,{"$error":"#VALUE!"}]
[null,null,null,null,null,null,null,null,null,null,null,null,null,null,null,null,null,null,null,null,null,null,null,null,null,null,null,null,null,null,null,null,{"$error":"#VALUE!"}]
[null,null,null,null,null,null,null,null,null,null,null,null,null,null,null,null,null,null,null,null,null,null,null,null,null,null,null,null,null,null,null,null,{"$error":"#VALUE!"}]
[null,null,null,null,null,null,null,null,null,null,null,null,null,null,null,null,null,null,null,null,null,null,null,null,null,null,null,null,null,null,null,null,{"$error":"#VALUE!"}]
[null,null,null,null,null,null,null,null,null,null,null,null,null,null,null,null,null,null,null,null,null,null,null,null,null,null,null,null,null,null,null,null,{"$error":"#VALUE!"}]
[null,null,null,null,null,null,null,null,null,null,null,null,null,null,null,null,null,null,null,null,null,null,null,null,null,null,null,null,null,null,null,null,{"$error":"#VALUE!"}]
[null,null,null,null,null,null,null,null,null,null,null,null,null,null,null,null,null,null,null,null,null,null,null,null,null,null,null,null,null,null,null,null,{"$error":"#VALUE!"}]
[null,null,null,null,null,null,null,null,null,null,null,null,null,null,null,null,null,null,null,null,null,null,null,null,null,null,null,null,null,null,null,null,{"$error":"#VALUE!"}]
[null,null,null,null,null,null,null,null,null,null,null,null,null,null,null,null,null,null,null,null,null,null,null,null,null,null,null,null,null,null,null,null,{"$error":"#VALUE!"}]
[null,null,null,null,null,null,null,null,null,null,null,null,null,null,null,null,null,null,null,null,null,null,null,null,null,null,null,null,null,null,null,null,{"$error":"#VALUE!"}]
[null,null,null,null,null,null,null,null,null,null,null,null,null,null,null,null,null,null,null,null,null,null,null,null,null,null,null,null,null,null,null,null,{"$error":"#VALUE!"}]
[null,null,null,null,null,null,null,null,null,null,null,null,null,null,null,null,null,null,null,null,null,null,null,null,null,null,null,null,null,null,null,null,{"$error":"#VALUE!"}]
[null,null,null,null,null,null,null,null,null,null,null,null,null,null,null,null,null,null,null,null,null,null,null,null,null,null,null,null,null,null,null,null,{"$error":"#VALUE!"}]
[null,null,null,null,null,null,null,null,null,null,null,null,null,null,null,null,null,null,null,null,null,null,null,null,null,null,null,null,null,null,null,null,{"$error":"#VALUE!"}]
[null,null,null,null,null,null,null,null,null,null,null,null,null,null,null,null,null,null,null,null,null,null,null,null,null,null,null,null,null,null,null,null,{"$error":"#VALUE!"}]
[null,null,null,null,null,null,null,null,null,null,null,null,null,null,null,null,null,null,null,null,null,null,null,null,null,null,null,null,null,null,null,null,{"$error":"#VALUE!"}]
[null,null,null,null,null,null,null,null,null,null,null,null,null,null,null,null,null,null,null,null,null,null,null,null,null,null,null,null,null,null,null,null,{"$error":"#VALUE!"}]
[null,null,null,null,null,null,null,null,null,null,null,null,null,null,null,null,null,null,null,null,null,null,null,null,null,null,null,null,null,null,null,null,{"$error":"#VALUE!"}]
[null,null,null,null,null,null,null,null,null,null,null,null,null,null,null,null,null,null,null,null,null,null,null,null,null,null,null,null,null,null,null,null,{"$error":"#VALUE!"}]
[null,null,null,null,null,null,null,null,null,null,null,null,null,null,null,null,null,null,null,null,null,null,null,null,null,null,null,null,null,null,null,null,{"$error":"#VALUE!"}]

{"sheet":"E&I By NASH","index":3,"n_rows":442,"n_cols":31,"rows_kept":442,"cut":false,"hidden":false,"merged":[[11,0,11,1],[0,0,1,9],[2,0,2,1],[4,7,6,11],[8,0,8,1],[10,0,10,1]]}
["ORDER LIST MAIN ITEMS TOBOLSK 49433"]
[]
["CUSTOMER",null,"UOP TOBOLSK",null,null,null,null,null,"  DELIVERY DATE","2011-05-27",null,"START PRODUCTION DATE:",null,null,null,null,"2011-03-18"]
[]
[null,null,null,null,null,null,null,"ORDER LIST : ELECTRICITY"]
[]
[]
[]
["UNIT TYPE",null,{"$f":"'MAIN ITEMS'!C9","v":"160V-S (Refrigeration Unit Regal)"},null,null,null,null,null,"  REVISION",{"$f":"'MAIN ITEMS'!I9","v":0},null,"START ASSEMBLY DATE:",null,null,null,null,{"$f":"'MAIN ITEMS'!P10","v":"2024-11-01"},null,null,null,null,null,null,null,null,null,null,null,"$"]
[null,null,{"$f":"'MAIN ITEMS'!C10","v":0},null,null,null,null,null,null,{"$f":"'MAIN ITEMS'!I10","v":0},null,"START MOUNTING DATE:",null,null,null,null,"2024-11-15"]
["CUSTOMER REF.",null,{"$f":"'MAIN ITEMS'!C11","v":"PETRO ELECTRIC / Refrigeration Package"},null,null,null,null,null,"  QUANTITY",{"$f":"'MAIN ITEMS'!I11","v":2},null,"ORDER LIST LAST REVISION",null,null,null,"13:00:PM","2015-11-06"]
["MAYEKAWA REF.",null,{"$f":"'MAIN ITEMS'!C12","v":0},null,null,null,null,null,"ENGINEERING TEAM",{"$f":"'MAIN ITEMS'!I12","v":0},null,"PID LAST REVISION",null,"REV",{"$f":"'MAIN ITEMS'!N11","v":0},"P&ID nr","REV B1",null,null,null,null,null,null,"Don't touch!","Don't touch!","Don't touch!","Don't touch!","Don't touch!"]
["INDICE","TAG","ITEM","SIZE","WO","QTY","SPARE","PART CODE","DESCRIPTION","VENDOR","QUOTATION","PO","LEAD TIME (W)","WEEKS SPARE","ORDER DATE REQUIRED","DEL DATE REQUIRED","DEL DATE","RECEIVED","COMMENT","DATE OF SHIPMENT BY ME ","PALLET N/ COLLI N° ","PF n°",null,"Delivery time if ordered today!","3 week time","Delay!","Today","Material in time"]
["PIPING",null,null,null,null,null,null,null,null,null,"NO",null,10,{"$f":"IF(NOT(ISBLANK(L14)), \"ORDERED\", IF(ISBLANK(M14), \"???\", ($P14-$M14*7-TODAY())/7))","v":8.2857142857142865},{"$f":"IF(NOT(ISBLANK(L14)), \"ORDERED\", IF(ISBLANK(M14), \"???\", ($P14-$M14*7)))","v":"2024-08-23"},{"$f":"$Q$10-14","v":"2024-11-01"},null,"NO",null,null,null,null,null,{"$f":"$Q$10-M14*7","v":"2024-09-06"},{"$f":"AND(O14<(AA14+21),ISBLANK(L14))","v":false},{"$f":"AND(O14<AA14,ISBLANK(L14))","v":false},{"$f":"TODAY()","v":"2024-06-26"},{"$f":"IF((P14-Q14)<0, TRUE, IF(ISBLANK(Q14), \"BLANK\", FALSE))","v":"BLANK"}]
["PIPING",null,null,null,null,null,null,null,null,null,"NO",null,10,8.2857142857142865,"2024-08-23","2024-11-01",null,"NO",null,null,null,null,null,"2024-09-06",false,false,{"$f":"TODAY()","v":"2024-06-26"},"BLANK"]
["PIPING",null,null,null,null,null,null,null,null,null,"NO",null,8,10.285714285714286,"2024-09-06","2024-11-01",null,"NO",null,null,null,null,null,"2024-09-20",false,false,{"$f":"TODAY()","v":"2024-06-26"},"BLANK"]
["PIPING",null,null,null,null,null,null,null,null,null,"NO",null,8,10.285714285714286,"2024-09-06","2024-11-01",null,"NO",null,null,null,null,null,"2024-09-20",false,false,{"$f":"TODAY()","v":"2024-06-26"},"BLANK"]
["PIPING",null,null,null,null,null,null,null,null,null,"NO",null,8,10.285714285714286,"2024-09-06","2024-11-01",null,"NO",null,null,null,null,null,"2024-09-20",false,false,{"$f":"TODAY()","v":"2024-06-26"},"BLANK"]
[null,null,null,null,null,null,null,null,null,null,"NO",null,8,10.285714285714286,"2024-09-06","2024-11-01",null,"NO",null,null,null,null,null,"2024-09-20",false,false,"2024-06-26","BLANK"]
[null,null,null,null,null,null,null,null,null,null,"NO",null,8,10.285714285714286,"2024-09-06","2024-11-01",null,"NO",null,null,null,null,null,"2024-09-20",false,false,"2024-06-26","BLANK"]
[null,null,null,null,null,null,null,null,null,null,"NO",null,8,10.285714285714286,"2024-09-06","2024-11-01",null,"NO",null,null,null,null,null,"2024-09-20",false,false,"2024-06-26","BLANK"]
[null,null,null,null,null,null,null,null,null,null,"NO",null,8,10.285714285714286,"2024-09-06","2024-11-01",null,"NO",null,null,null,null,null,"2024-09-20",false,false,"2024-06-26","BLANK"]
[null,null,null,null,null,null,null,null,null,null,"NO",null,2,16.285714285714285,"2024-10-18","2024-11-01",null,"NO",null,null,null,null,null,"2024-11-01",false,false,"2024-06-26","BLANK"]
[null,null,null,null,null,null,null,null,null,null,"NO",null,4,14.285714285714286,"2024-10-04","2024-11-01",null,"NO",null,null,null,null,null,"2024-10-18",false,false,"2024-06-26","BLANK"]
[null,null,null,null,null,null,null,null,null,null,"NO",null,4,14.285714285714286,"2024-10-04","2024-11-01",null,"NO",null,null,null,null,null,"2024-10-18",false,false,"2024-06-26","BLANK"]
[null,null,null,null,null,null,null,null,null,null,"NO",null,4,14.285714285714286,"2024-10-04","2024-11-01",null,"NO",null,null,null,null,null,"2024-10-18",false,false,"2024-06-26","BLANK"]
[null,null,null,null,null,null,null,null,null,null,"NO",null,null,"???","???","2024-11-01",null,"NO",null,null,null,null,null,"2024-11-15",false,false,"2024-06-26","BLANK"]
[null,null,null,null,null,null,null,null,null,null,"NO",null,null,"???","???","2024-11-01",null,"NO",null,null,null,null,null,"2024-11-15",false,false,"2024-06-26","BLANK"]
["GLAND",null,null,null,null,null,null,null,null,null,"NO",null,null,"???","???","2024-11-01",null,"NO",null,null,null,null,null,"2024-11-15",false,false,"2024-06-26","BLANK"]
["GLAND",null,null,null,null,null,null,null,null,null,"NO",null,null,"???","???","2024-11-01",null,"NO",null,null,null,null,null,"2024-11-15",false,false,"2024-06-26","BLANK"]
[null,null,null,null,null,null,null,null,null,null,"NO",null,4,14.285714285714286,"2024-10-04","2024-11-01",null,"NO",null,null,null,null,null,"2024-10-18",false,false,"2024-06-26","BLANK"]
[null,null,null,null,null,null,null,null,null,null,"NO",null,null,"???","???","2024-11-01",null,"NO",null,null,null,null,null,"2024-11-15",false,false,"2024-06-26","BLANK"]
[null,null,null,null,null,null,null,null,null,null,"NO",null,null,"???","???","2024-11-01",null,"NO",null,null,null,null,null,"2024-11-15",false,false,"2024-06-26","BLANK"]
[null,null,null,null,null,null,null,null,null,null,"NO",null,null,"???","???","2024-11-01",null,"NO",null,null,null,null,null,"2024-11-15",false,false,"2024-06-26","BLANK"]
[null,null,null,null,null,null,null,null,null,null,"NO",null,null,"???","???","2024-11-01",null,"NO",null,null,null,null,null,"2024-11-15",false,false,"2024-06-26","BLANK"]
[null,null,null,null,null,null,null,null,null,null,"NO",null,null,"???","???","2024-11-01",null,"NO",null,null,null,null,null,"2024-11-15",false,false,"2024-06-26","BLANK"]
[null,null,null,null,null,null,null,null,null,null,"NO",null,null,"???","???","2024-11-01",null,"NO",null,null,null,null,null,"2024-11-15",false,false,"2024-06-26","BLANK"]
[null,null,null,null,null,null,null,null,null,null,"NO",null,null,"???","???","2024-11-01",null,"NO",null,null,null,null,null,"2024-11-15",false,false,"2024-06-26","BLANK"]
[null,null,null,null,null,null,null,null,null,null,"NO",null,null,"???","???","2024-11-01",null,"NO",null,null,null,null,null,"2024-11-15",false,false,"2024-06-26","BLANK"]
[null,null,null,null,null,null,null,null,null,null,"NO",null,null,"???","???","2024-11-01",null,"NO",null,null,null,null,null,"2024-11-15",false,false,"2024-06-26","BLANK"]
[null,null,null,null,null,null,null,null,null,null,"NO",null,null,"???","???","2024-11-01",null,"NO",null,null,null,null,null,"2024-11-15",false,false,"2024-06-26","BLANK"]
[null,null,null,null,null,null,null,null,null,null,"NO",null,null,"???","???","2024-11-01",null,"NO",null,null,null,null,null,"2024-11-15",false,false,"2024-06-26","BLANK"]
[null,null,null,null,null,null,null,null,null,null,"NO",null,null,"???","???","2024-11-01",null,"NO",null,null,null,null,null,"2024-11-15",false,false,"2024-06-26","BLANK"]
[null,null,null,null,null,null,null,null,null,null,"NO",null,null,"???","???","2024-11-01",null,"NO",null,null,null,null,null,"2024-11-15",false,false,"2024-06-26","BLANK"]
[null,null,null,null,null,null,null,null,null,null,"NO",null,null,"???","???","2024-11-01",null,"NO",null,null,null,null,null,"2024-11-15",false,false,"2024-06-26","BLANK"]
[null,null,null,null,null,null,null,null,null,null,"NO",null,1,17.285714285714285,"2024-10-25","2024-11-01",null,"NO",null,null,null,null,null,"2024-11-08",false,false,"2024-06-26","BLANK"]
[null,null,null,null,null,null,null,null,null,null,"NO",null,1,17.285714285714285,"2024-10-25","2024-11-01",null,"NO",null,null,null,null,null,"2024-11-08",false,false,"2024-06-26","BLANK"]
[null,null,null,null,null,null,null,null,null,null,"NO",null,1,17.285714285714285,"2024-10-25","2024-11-01",null,"NO",null,null,null,null,null,"2024-11-08",false,false,"2024-06-26","BLANK"]
[null,null,null,null,null,null,null,null,null,null,"NO",null,1,17.285714285714285,"2024-10-25","2024-11-01",null,"NO",null,null,null,null,null,"2024-11-08",false,false,"2024-06-26","BLANK"]
["TRAY",null,null,null,null,null,null,null,null,null,"NO",null,6,12.285714285714286,"2024-09-20","2024-11-01",null,"NO",null,null,null,null,null,"2024-10-04",false,false,"2024-06-26","BLANK"]
["TRAY",null,null,null,null,null,null,null,null,null,"NO",null,6,12.285714285714286,"2024-09-20","2024-11-01",null,"NO"]
["TRAY",null,null,null,null,null,null,null,null,null,"NO",null,6,12.285714285714286,"2024-09-20","2024-11-01",null,"NO"]
["TRAY",null,null,null,null,null,null,null,null,null,"NO",null,6,12.285714285714286,"2024-09-20","2024-11-01",null,"NO"]
["TRAY",null,null,null,null,null,null,null,null,null,"NO",null,6,12.285714285714286,"2024-09-20","2024-11-01",null,"NO"]
["TRAY",null,null,null,null,null,null,null,null,null,"NO",null,6,12.285714285714286,"2024-09-20","2024-11-01",null,"NO"]
["TRAY",null,null,null,null,null,null,null,null,null,"NO",null,6,12.285714285714286,"2024-09-20","2024-11-01",null,"NO",null,null,null,null,null,{"$f":"$Q$10-M56*7","v":"2024-10-04"},{"$f":"AND(O56<(AA56+21),ISBLANK(L56))","v":false},{"$f":"AND(O56<AA56,ISBLANK(L56))","v":false},{"$f":"TODAY()","v":"2024-06-26"},{"$f":"IF((P56-Q56)<0, TRUE, IF(ISBLANK(Q56), \"BLANK\", FALSE))","v":"BLANK"}]
["TRAY",null,null,null,null,null,null,null,null,null,"NO",null,6,12.285714285714286,"2024-09-20","2024-11-01",null,"NO"]
["TRAY",null,null,null,null,null,null,null,null,null,"NO",null,6,12.285714285714286,"2024-09-20","2024-11-01",null,"NO"]
["TRAY",null,null,null,null,null,null,null,null,null,"NO",null,6,12.285714285714286,"2024-09-20","2024-11-01",null,"NO"]
["TRAY",null,null,null,null,null,null,null,null,null,"NO",null,6,12.285714285714286,"2024-09-20","2024-11-01",null,"NO"]
["TRAY",null,null,null,null,null,null,null,null,null,"NO",null,6,12.285714285714286,"2024-09-20","2024-11-01",null,"NO"]
["TRAY",null,null,null,null,null,null,null,null,null,"NO",null,6,12.285714285714286,"2024-09-20",{"$f":"$Q$10-14","v":"2024-11-01"},null,"NO"]
["TRAY",null,null,null,null,null,null,null,null,null,"NO",null,6,12.285714285714286,"2024-09-20","2024-11-01",null,"NO"]
["TRAY",null,null,null,null,null,null,null,null,null,"NO",null,6,12.285714285714286,"2024-09-20","2024-11-01",null,"NO"]
["TRAY",null,null,null,null,null,null,null,null,null,"NO",null,6,12.285714285714286,"2024-09-20","2024-11-01",null,"NO"]
["TRAY",null,null,null,null,null,null,null,null,null,"NO",null,6,12.285714285714286,"2024-09-20","2024-11-01",null,"NO"]
["TRAY",null,null,null,null,null,null,null,null,null,"NO",null,6,12.285714285714286,"2024-09-20","2024-11-01",null,"NO"]
["TRAY",null,null,null,null,null,null,null,null,null,"NO",null,6,12.285714285714286,"2024-09-20","2024-11-01",null,"NO"]
["E&I Consumable",null,null,null,null,null,null,null,null,null,"NO",null,6,12.285714285714286,"2024-09-20","2024-11-01",null,"NO"]
["E&I Consumable",null,null,null,null,null,null,null,null,null,"NO",null,6,12.285714285714286,"2024-09-20","2024-11-01",null,"NO"]
["E&I Consumable",null,null,null,null,null,null,null,null,null,"NO",null,6,12.285714285714286,"2024-09-20","2024-11-01",null,"NO"]
["E&I Consumable",null,null,null,null,null,null,null,null,null,"NO",null,6,12.285714285714286,"2024-09-20","2024-11-01",null,"NO"]
["E&I Consumable",null,null,null,null,null,null,null,null,null,"NO",null,6,12.285714285714286,"2024-09-20","2024-11-01",null,"NO"]
["E&I Consumable",null,null,null,null,null,null,null,null,null,"NO",null,6,12.285714285714286,"2024-09-20","2024-11-01",null,"NO"]
[null,null,null,null,null,null,null,null,null,null,"NO",null,6,12.285714285714286,"2024-09-20","2024-11-01",null,"NO"]
[null,null,null,null,null,null,null,null,null,null,"NO",null,6,12.285714285714286,"2024-09-20","2024-11-01",null,"NO"]
[null,null,null,null,null,null,null,null,null,null,"NO",null,6,12.285714285714286,"2024-09-20","2024-11-01",null,"NO"]
[null,null,null,null,null,null,null,null,null,null,"NO",null,6,{"$f":"IF(NOT(ISBLANK(L78)), \"ORDERED\", IF(ISBLANK(M78), \"???\", ($P78-$M78*7-TODAY())/7))","v":12.285714285714286},{"$f":"IF(NOT(ISBLANK(L78)), \"ORDERED\", IF(ISBLANK(M78), \"???\", ($P78-$M78*7)))","v":"2024-09-20"},"2024-11-01",null,"NO"]
[null,null,null,null,null,null,null,null,null,null,"NO",null,6,12.285714285714286,"2024-09-20","2024-11-01",null,"NO"]
[]
[null,null,null,null,null,null,null,null,null,null,null,null,null,null,null,null,null,null,null,null,null,null,null,null,null,null,null,null,null,null,{"$f":"IF((CODE(RIGHT(B95,1))>96),CONCATENATE(REPT(\"0\",6-LEN(B95)),B95),CONCATENATE(REPT(\"0\",5-LEN(B95)),B95))","v":{"$error":"#VALUE!"}}]
[null,null,null,null,null,null,null,null,null,null,null,null,null,null,null,null,null,null,null,null,null,null,null,null,null,null,null,null,null,null,{"$error":"#VALUE!"}]
[null,null,null,null,null,null,null,null,null,null,null,null,null,null,null,null,null,null,null,null,null,null,null,null,null,null,null,null,null,null,{"$error":"#VALUE!"}]
[null,null,null,null,null,null,null,null,null,null,null,null,null,null,null,null,null,null,null,null,null,null,null,null,null,null,null,null,null,null,{"$error":"#VALUE!"}]
[null,null,null,null,null,null,null,null,null,null,null,null,null,null,null,null,null,null,null,null,null,null,null,null,null,null,null,null,null,null,{"$error":"#VALUE!"}]
[null,null,null,null,null,null,null,null,null,null,null,null,null,null,null,null,null,null,null,null,null,null,null,null,null,null,null,null,null,null,{"$error":"#VALUE!"}]
[null,null,null,null,null,null,null,null,null,null,null,null,null,null,null,null,null,null,null,null,null,null,null,null,null,null,null,null,null,null,{"$error":"#VALUE!"}]
[null,null,null,null,null,null,null,null,null,null,null,null,null,null,null,null,null,null,null,null,null,null,null,null,null,null,null,null,null,null,{"$error":"#VALUE!"}]
[null,null,null,null,null,null,null,null,null,null,null,null,null,null,null,null,null,null,null,null,null,null,null,null,null,null,null,null,null,null,{"$error":"#VALUE!"}]
[null,null,null,null,null,null,null,null,null,null,null,null,null,null,null,null,null,null,null,null,null,null,null,null,null,null,null,null,null,null,{"$error":"#VALUE!"}]
[null,null,null,null,null,null,null,null,null,null,null,null,null,null,null,null,null,null,null,null,null,null,null,null,null,null,null,null,null,null,{"$error":"#VALUE!"}]
[null,null,null,null,null,null,null,null,null,null,null,null,null,null,null,null,null,null,null,null,null,null,null,null,null,null,null,null,null,null,{"$error":"#VALUE!"}]
[null,null,null,null,null,null,null,null,null,null,null,null,null,null,null,null,null,null,null,null,null,null,null,null,null,null,null,null,null,null,{"$error":"#VALUE!"}]
[null,null,null,null,null,null,null,null,null,null,null,null,null,null,null,null,null,null,null,null,null,null,null,null,null,null,null,null,null,null,{"$error":"#VALUE!"}]
[null,null,null,null,null,null,null,null,null,null,null,null,null,null,null,null,null,null,null,null,null,null,null,null,null,null,null,null,null,null,{"$error":"#VALUE!"}]
[null,null,null,null,null,null,null,null,null,null,null,null,null,null,null,null,null,null,null,null,null,null,null,null,null,null,null,null,null,null,{"$error":"#VALUE!"}]
[null,null,null,null,null,null,null,null,null,null,null,null,null,null,null,null,null,null,null,null,null,null,null,null,null,null,null,null,null,null,{"$error":"#VALUE!"}]
[null,null,null,null,null,null,null,null,null,null,null,null,null,null,null,null,null,null,null,null,null,null,null,null,null,null,null,null,null,null,{"$error":"#VALUE!"}]
[null,null,null,null,null,null,null,null,null,null,null,null,null,null,null,null,null,null,null,null,null,null,null,null,null,null,null,null,null,null,{"$error":"#VALUE!"}]
[null,null,null,null,null,null,null,null,null,null,null,null,null,null,null,null,null,null,null,null,null,null,null,null,null,null,null,null,null,null,{"$error":"#VALUE!"}]
[null,null,null,null,null,null,null,null,null,null,null,null,null,null,null,null,null,null,null,null,null,null,null,null,null,null,null,null,null,null,{"$error":"#VALUE!"}]
[null,null,null,null,null,null,null,null,null,null,null,null,null,null,null,null,null,null,null,null,null,null,null,null,null,null,null,null,null,null,{"$error":"#VALUE!"}]
[null,null,null,null,null,null,null,null,null,null,null,null,null,null,null,null,null,null,null,null,null,null,null,null,null,null,null,null,null,null,{"$error":"#VALUE!"}]
[null,null,null,null,null,null,null,null,null,null,null,null,null,null,null,null,null,null,null,null,null,null,null,null,null,null,null,null,null,null,{"$error":"#VALUE!"}]
[null,null,null,null,null,null,null,null,null,null,null,null,null,null,null,null,null,null,null,null,null,null,null,null,null,null,null,null,null,null,{"$error":"#VALUE!"}]
[null,null,null,null,null,null,null,null,null,null,null,null,null,null,null,null,null,null,null,null,null,null,null,null,null,null,null,null,null,null,{"$error":"#VALUE!"}]
[null,null,null,null,null,null,null,null,null,null,null,null,null,null,null,null,null,null,null,null,null,null,null,null,null,null,null,null,null,null,{"$error":"#VALUE!"}]
[null,null,null,null,null,null,null,null,null,null,null,null,null,null,null,null,null,null,null,null,null,null,null,null,null,null,null,null,null,null,{"$error":"#VALUE!"}]
[null,null,null,null,null,null,null,null,null,null,null,null,null,null,null,null,null,null,null,null,null,null,null,null,null,null,null,null,null,null,{"$error":"#VALUE!"}]
[null,null,null,null,null,null,null,null,null,null,null,null,null,null,null,null,null,null,null,null,null,null,null,null,null,null,null,null,null,null,{"$error":"#VALUE!"}]
[null,null,null,null,null,null,null,null,null,null,null,null,null,null,null,null,null,null,null,null,null,null,null,null,null,null,null,null,null,null,{"$error":"#VALUE!"}]
[null,null,null,null,null,null,null,null,null,null,null,null,null,null,null,null,null,null,null,null,null,null,null,null,null,null,null,null,null,null,{"$error":"#VALUE!"}]
[null,null,null,null,null,null,null,null,null,null,null,null,null,null,null,null,null,null,null,null,null,null,null,null,null,null,null,null,null,null,{"$error":"#VALUE!"}]
[null,null,null,null,null,null,null,null,null,null,null,null,null,null,null,null,null,null,null,null,null,null,null,null,null,null,null,null,null,null,{"$error":"#VALUE!"}]
[null,null,null,null,null,null,null,null,null,null,null,null,null,null,null,null,null,null,null,null,null,null,null,null,null,null,null,null,null,null,{"$error":"#VALUE!"}]
[null,null,null,null,null,null,null,null,null,null,null,null,null,null,null,null,null,null,null,null,null,null,null,null,null,null,null,null,null,null,{"$error":"#VALUE!"}]
[null,null,null,null,null,null,null,null,null,null,null,null,null,null,null,null,null,null,null,null,null,null,null,null,null,null,null,null,null,null,{"$error":"#VALUE!"}]
[null,null,null,null,null,null,null,null,null,null,null,null,null,null,null,null,null,null,null,null,null,null,null,null,null,null,null,null,null,null,{"$error":"#VALUE!"}]
[null,null,null,null,null,null,null,null,null,null,null,null,null,null,null,null,null,null,null,null,null,null,null,null,null,null,null,null,null,null,{"$error":"#VALUE!"}]
[null,null,null,null,null,null,null,null,null,null,null,null,null,null,null,null,null,null,null,null,null,null,null,null,null,null,null,null,null,null,{"$error":"#VALUE!"}]
[null,null,null,null,null,null,null,null,null,null,null,null,null,null,null,null,null,null,null,null,null,null,null,null,null,null,null,null,null,null,{"$error":"#VALUE!"}]
[null,null,null,null,null,null,null,null,null,null,null,null,null,null,null,null,null,null,null,null,null,null,null,null,null,null,null,null,null,null,{"$error":"#VALUE!"}]
[null,null,null,null,null,null,null,null,null,null,null,null,null,null,null,null,null,null,null,null,null,null,null,null,null,null,null,null,null,null,{"$error":"#VALUE!"}]
[null,null,null,null,null,null,null,null,null,null,null,null,null,null,null,null,null,null,null,null,null,null,null,null,null,null,null,null,null,null,{"$error":"#VALUE!"}]
[null,null,null,null,null,null,null,null,null,null,null,null,null,null,null,null,null,null,null,null,null,null,null,null,null,null,null,null,null,null,{"$error":"#VALUE!"}]
[null,null,null,null,null,null,null,null,null,null,null,null,null,null,null,null,null,null,null,null,null,null,null,null,null,null,null,null,null,null,{"$error":"#VALUE!"}]
[null,null,null,null,null,null,null,null,null,null,null,null,null,null,null,null,null,null,null,null,null,null,null,null,null,null,null,null,null,null,{"$error":"#VALUE!"}]
[null,null,null,null,null,null,null,null,null,null,null,null,null,null,null,null,null,null,null,null,null,null,null,null,null,null,null,null,null,null,{"$error":"#VALUE!"}]
[null,null,null,null,null,null,null,null,null,null,null,null,null,null,null,null,null,null,null,null,null,null,null,null,null,null,null,null,null,null,{"$error":"#VALUE!"}]
[null,null,null,null,null,null,null,null,null,null,null,null,null,null,null,null,null,null,null,null,null,null,null,null,null,null,null,null,null,null,{"$error":"#VALUE!"}]
[null,null,null,null,null,null,null,null,null,null,null,null,null,null,null,null,null,null,null,null,null,null,null,null,null,null,null,null,null,null,{"$error":"#VALUE!"}]
[null,null,null,null,null,null,null,null,null,null,null,null,null,null,null,null,null,null,null,null,null,null,null,null,null,null,null,null,null,null,{"$error":"#VALUE!"}]
[null,null,null,null,null,null,null,null,null,null,null,null,null,null,null,null,null,null,null,null,null,null,null,null,null,null,null,null,null,null,{"$error":"#VALUE!"}]
[null,null,null,null,null,null,null,null,null,null,null,null,null,null,null,null,null,null,null,null,null,null,null,null,null,null,null,null,null,null,{"$error":"#VALUE!"}]
[null,null,null,null,null,null,null,null,null,null,null,null,null,null,null,null,null,null,null,null,null,null,null,null,null,null,null,null,null,null,{"$error":"#VALUE!"}]
[null,null,null,null,null,null,null,null,null,null,null,null,null,null,null,null,null,null,null,null,null,null,null,null,null,null,null,null,null,null,{"$error":"#VALUE!"}]
[null,null,null,null,null,null,null,null,null,null,null,null,null,null,null,null,null,null,null,null,null,null,null,null,null,null,null,null,null,null,{"$error":"#VALUE!"}]
[null,null,null,null,null,null,null,null,null,null,null,null,null,null,null,null,null,null,null,null,null,null,null,null,null,null,null,null,null,null,{"$error":"#VALUE!"}]
[null,null,null,null,null,null,null,null,null,null,null,null,null,null,null,null,null,null,null,null,null,null,null,null,null,null,null,null,null,null,{"$error":"#VALUE!"}]
[null,null,null,null,null,null,null,null,null,null,null,null,null,null,null,null,null,null,null,null,null,null,null,null,null,null,null,null,null,null,{"$error":"#VALUE!"}]
[null,null,null,null,null,null,null,null,null,null,null,null,null,null,null,null,null,null,null,null,null,null,null,null,null,null,null,null,null,null,{"$error":"#VALUE!"}]
[null,null,null,null,null,null,null,null,null,null,null,null,null,null,null,null,null,null,null,null,null,null,null,null,null,null,null,null,null,null,{"$error":"#VALUE!"}]
[null,null,null,null,null,null,null,null,null,null,null,null,null,null,null,null,null,null,null,null,null,null,null,null,null,null,null,null,null,null,{"$error":"#VALUE!"}]
[null,null,null,null,null,null,null,null,null,null,null,null,null,null,null,null,null,null,null,null,null,null,null,null,null,null,null,null,null,null,{"$error":"#VALUE!"}]
[null,null,null,null,null,null,null,null,null,null,null,null,null,null,null,null,null,null,null,null,null,null,null,null,null,null,null,null,null,null,{"$f":"IF((CODE(RIGHT(B159,1))>96),CONCATENATE(REPT(\"0\",6-LEN(B159)),B159),CONCATENATE(REPT(\"0\",5-LEN(B159)),B159))","v":{"$error":"#VALUE!"}}]
[null,null,null,null,null,null,null,null,null,null,null,null,null,null,null,null,null,null,null,null,null,null,null,null,null,null,null,null,null,null,{"$error":"#VALUE!"}]
[null,null,null,null,null,null,null,null,null,null,null,null,null,null,null,null,null,null,null,null,null,null,null,null,null,null,null,null,null,null,{"$error":"#VALUE!"}]
[null,null,null,null,null,null,null,null,null,null,null,null,null,null,null,null,null,null,null,null,null,null,null,null,null,null,null,null,null,null,{"$error":"#VALUE!"}]
[null,null,null,null,null,null,null,null,null,null,null,null,null,null,null,null,null,null,null,null,null,null,null,null,null,null,null,null,null,null,{"$error":"#VALUE!"}]
[null,null,null,null,null,null,null,null,null,null,null,null,null,null,null,null,null,null,null,null,null,null,null,null,null,null,null,null,null,null,{"$error":"#VALUE!"}]
[null,null,null,null,null,null,null,null,null,null,null,null,null,null,null,null,null,null,null,null,null,null,null,null,null,null,null,null,null,null,{"$error":"#VALUE!"}]
[null,null,null,null,null,null,null,null,null,null,null,null,null,null,null,null,null,null,null,null,null,null,null,null,null,null,null,null,null,null,{"$error":"#VALUE!"}]
[null,null,null,null,null,null,null,null,null,null,null,null,null,null,null,null,null,null,null,null,null,null,null,null,null,null,null,null,null,null,{"$error":"#VALUE!"}]
[null,null,null,null,null,null,null,null,null,null,null,null,null,null,null,null,null,null,null,null,null,null,null,null,null,null,null,null,null,null,{"$error":"#VALUE!"}]
[null,null,null,null,null,null,null,null,null,null,null,null,null,null,null,null,null,null,null,null,null,null,null,null,null,null,null,null,null,null,{"$error":"#VALUE!"}]
[null,null,null,null,null,null,null,null,null,null,null,null,null,null,null,null,null,null,null,null,null,null,null,null,null,null,null,null,null,null,{"$error":"#VALUE!"}]
[null,null,null,null,null,null,null,null,null,null,null,null,null,null,null,null,null,null,null,null,null,null,null,null,null,null,null,null,null,null,{"$error":"#VALUE!"}]
[null,null,null,null,null,null,null,null,null,null,null,null,null,null,null,null,null,null,null,null,null,null,null,null,null,null,null,null,null,null,{"$error":"#VALUE!"}]
[null,null,null,null,null,null,null,null,null,null,null,null,null,null,null,null,null,null,null,null,null,null,null,null,null,null,null,null,null,null,{"$error":"#VALUE!"}]
[null,null,null,null,null,null,null,null,null,null,null,null,null,null,null,null,null,null,null,null,null,null,null,null,null,null,null,null,null,null,{"$error":"#VALUE!"}]
[null,null,null,null,null,null,null,null,null,null,null,null,null,null,null,null,null,null,null,null,null,null,null,null,null,null,null,null,null,null,{"$error":"#VALUE!"}]
[null,null,null,null,null,null,null,null,null,null,null,null,null,null,null,null,null,null,null,null,null,null,null,null,null,null,null,null,null,null,{"$error":"#VALUE!"}]
[null,null,null,null,null,null,null,null,null,null,null,null,null,null,null,null,null,null,null,null,null,null,null,null,null,null,null,null,null,null,{"$error":"#VALUE!"}]
[null,null,null,null,null,null,null,null,null,null,null,null,null,null,null,null,null,null,null,null,null,null,null,null,null,null,null,null,null,null,{"$error":"#VALUE!"}]
[null,null,null,null,null,null,null,null,null,null,null,null,null,null,null,null,null,null,null,null,null,null,null,null,null,null,null,null,null,null,{"$error":"#VALUE!"}]
[null,null,null,null,null,null,null,null,null,null,null,null,null,null,null,null,null,null,null,null,null,null,null,null,null,null,null,null,null,null,{"$error":"#VALUE!"}]
[null,null,null,null,null,null,null,null,null,null,null,null,null,null,null,null,null,null,null,null,null,null,null,null,null,null,null,null,null,null,{"$error":"#VALUE!"}]
[null,null,null,null,null,null,null,null,null,null,null,null,null,null,null,null,null,null,null,null,null,null,null,null,null,null,null,null,null,null,{"$error":"#VALUE!"}]
[null,null,null,null,null,null,null,null,null,null,null,null,null,null,null,null,null,null,null,null,null,null,null,null,null,null,null,null,null,null,{"$error":"#VALUE!"}]
[null,null,null,null,null,null,null,null,null,null,null,null,null,null,null,null,null,null,null,null,null,null,null,null,null,null,null,null,null,null,{"$error":"#VALUE!"}]
[null,null,null,null,null,null,null,null,null,null,null,null,null,null,null,null,null,null,null,null,null,null,null,null,null,null,null,null,null,null,{"$error":"#VALUE!"}]
[null,null,null,null,null,null,null,null,null,null,null,null,null,null,null,null,null,null,null,null,null,null,null,null,null,null,null,null,null,null,{"$error":"#VALUE!"}]
[null,null,null,null,null,null,null,null,null,null,null,null,null,null,null,null,null,null,null,null,null,null,null,null,null,null,null,null,null,null,{"$error":"#VALUE!"}]
[null,null,null,null,null,null,null,null,null,null,null,null,null,null,null,null,null,null,null,null,null,null,null,null,null,null,null,null,null,null,{"$error":"#VALUE!"}]
[null,null,null,null,null,null,null,null,null,null,null,null,null,null,null,null,null,null,null,null,null,null,null,null,null,null,null,null,null,null,{"$error":"#VALUE!"}]
[null,null,null,null,null,null,null,null,null,null,null,null,null,null,null,null,null,null,null,null,null,null,null,null,null,null,null,null,null,null,{"$error":"#VALUE!"}]
[null,null,null,null,null,null,null,null,null,null,null,null,null,null,null,null,null,null,null,null,null,null,null,null,null,null,null,null,null,null,{"$error":"#VALUE!"}]
[null,null,null,null,null,null,null,null,null,null,null,null,null,null,null,null,null,null,null,null,null,null,null,null,null,null,null,null,null,null,{"$error":"#VALUE!"}]
[null,null,null,null,null,null,null,null,null,null,null,null,null,null,null,null,null,null,null,null,null,null,null,null,null,null,null,null,null,null,{"$error":"#VALUE!"}]
[null,null,null,null,null,null,null,null,null,null,null,null,null,null,null,null,null,null,null,null,null,null,null,null,null,null,null,null,null,null,{"$error":"#VALUE!"}]
[null,null,null,null,null,null,null,null,null,null,null,null,null,null,null,null,null,null,null,null,null,null,null,null,null,null,null,null,null,null,{"$error":"#VALUE!"}]
[null,null,null,null,null,null,null,null,null,null,null,null,null,null,null,null,null,null,null,null,null,null,null,null,null,null,null,null,null,null,{"$error":"#VALUE!"}]
[null,null,null,null,null,null,null,null,null,null,null,null,null,null,null,null,null,null,null,null,null,null,null,null,null,null,null,null,null,null,{"$error":"#VALUE!"}]
[null,null,null,null,null,null,null,null,null,null,null,null,null,null,null,null,null,null,null,null,null,null,null,null,null,null,null,null,null,null,{"$error":"#VALUE!"}]
[null,null,null,null,null,null,null,null,null,null,null,null,null,null,null,null,null,null,null,null,null,null,null,null,null,null,null,null,null,null,{"$error":"#VALUE!"}]
[null,null,null,null,null,null,null,null,null,null,null,null,null,null,null,null,null,null,null,null,null,null,null,null,null,null,null,null,null,null,{"$error":"#VALUE!"}]
[null,null,null,null,null,null,null,null,null,null,null,null,null,null,null,null,null,null,null,null,null,null,null,null,null,null,null,null,null,null,{"$error":"#VALUE!"}]
[null,null,null,null,null,null,null,null,null,null,null,null,null,null,null,null,null,null,null,null,null,null,null,null,null,null,null,null,null,null,{"$error":"#VALUE!"}]
[null,null,null,null,null,null,null,null,null,null,null,null,null,null,null,null,null,null,null,null,null,null,null,null,null,null,null,null,null,null,{"$error":"#VALUE!"}]
[null,null,null,null,null,null,null,null,null,null,null,null,null,null,null,null,null,null,null,null,null,null,null,null,null,null,null,null,null,null,{"$error":"#VALUE!"}]
[null,null,null,null,null,null,null,null,null,null,null,null,null,null,null,null,null,null,null,null,null,null,null,null,null,null,null,null,null,null,{"$error":"#VALUE!"}]
[null,null,null,null,null,null,null,null,null,null,null,null,null,null,null,null,null,null,null,null,null,null,null,null,null,null,null,null,null,null,{"$error":"#VALUE!"}]
[null,null,null,null,null,null,null,null,null,null,null,null,null,null,null,null,null,null,null,null,null,null,null,null,null,null,null,null,null,null,{"$error":"#VALUE!"}]
[null,null,null,null,null,null,null,null,null,null,null,null,null,null,null,null,null,null,null,null,null,null,null,null,null,null,null,null,null,null,{"$error":"#VALUE!"}]
[null,null,null,null,null,null,null,null,null,null,null,null,null,null,null,null,null,null,null,null,null,null,null,null,null,null,null,null,null,null,{"$error":"#VALUE!"}]
[null,null,null,null,null,null,null,null,null,null,null,null,null,null,null,null,null,null,null,null,null,null,null,null,null,null,null,null,null,null,{"$error":"#VALUE!"}]
[null,null,null,null,null,null,null,null,null,null,null,null,null,null,null,null,null,null,null,null,null,null,null,null,null,null,null,null,null,null,{"$error":"#VALUE!"}]
[null,null,null,null,null,null,null,null,null,null,null,null,null,null,null,null,null,null,null,null,null,null,null,null,null,null,null,null,null,null,{"$error":"#VALUE!"}]
[null,null,null,null,null,null,null,null,null,null,null,null,null,null,null,null,null,null,null,null,null,null,null,null,null,null,null,null,null,null,{"$error":"#VALUE!"}]
[null,null,null,null,null,null,null,null,null,null,null,null,null,null,null,null,null,null,null,null,null,null,null,null,null,null,null,null,null,null,{"$error":"#VALUE!"}]
[null,null,null,null,null,null,null,null,null,null,null,null,null,null,null,null,null,null,null,null,null,null,null,null,null,null,null,null,null,null,{"$error":"#VALUE!"}]
[null,null,null,null,null,null,null,null,null,null,null,null,null,null,null,null,null,null,null,null,null,null,null,null,null,null,null,null,null,null,{"$error":"#VALUE!"}]
[null,null,null,null,null,null,null,null,null,null,null,null,null,null,null,null,null,null,null,null,null,null,null,null,null,null,null,null,null,null,{"$error":"#VALUE!"}]
[null,null,null,null,null,null,null,null,null,null,null,null,null,null,null,null,null,null,null,null,null,null,null,null,null,null,null,null,null,null,{"$error":"#VALUE!"}]
[null,null,null,null,null,null,null,null,null,null,null,null,null,null,null,null,null,null,null,null,null,null,null,null,null,null,null,null,null,null,{"$error":"#VALUE!"}]
[null,null,null,null,null,null,null,null,null,null,null,null,null,null,null,null,null,null,null,null,null,null,null,null,null,null,null,null,null,null,{"$error":"#VALUE!"}]
[null,null,null,null,null,null,null,null,null,null,null,null,null,null,null,null,null,null,null,null,null,null,null,null,null,null,null,null,null,null,{"$error":"#VALUE!"}]
[null,null,null,null,null,null,null,null,null,null,null,null,null,null,null,null,null,null,null,null,null,null,null,null,null,null,null,null,null,null,{"$error":"#VALUE!"}]
[null,null,null,null,null,null,null,null,null,null,null,null,null,null,null,null,null,null,null,null,null,null,null,null,null,null,null,null,null,null,{"$f":"IF((CODE(RIGHT(B223,1))>96),CONCATENATE(REPT(\"0\",6-LEN(B223)),B223),CONCATENATE(REPT(\"0\",5-LEN(B223)),B223))","v":{"$error":"#VALUE!"}}]
[null,null,null,null,null,null,null,null,null,null,null,null,null,null,null,null,null,null,null,null,null,null,null,null,null,null,null,null,null,null,{"$error":"#VALUE!"}]
[null,null,null,null,null,null,null,null,null,null,null,null,null,null,null,null,null,null,null,null,null,null,null,null,null,null,null,null,null,null,{"$error":"#VALUE!"}]
[null,null,null,null,null,null,null,null,null,null,null,null,null,null,null,null,null,null,null,null,null,null,null,null,null,null,null,null,null,null,{"$error":"#VALUE!"}]
[null,null,null,null,null,null,null,null,null,null,null,null,null,null,null,null,null,null,null,null,null,null,null,null,null,null,null,null,null,null,{"$error":"#VALUE!"}]
[null,null,null,null,null,null,null,null,null,null,null,null,null,null,null,null,null,null,null,null,null,null,null,null,null,null,null,null,null,null,{"$error":"#VALUE!"}]
[null,null,null,null,null,null,null,null,null,null,null,null,null,null,null,null,null,null,null,null,null,null,null,null,null,null,null,null,null,null,{"$error":"#VALUE!"}]
[null,null,null,null,null,null,null,null,null,null,null,null,null,null,null,null,null,null,null,null,null,null,null,null,null,null,null,null,null,null,{"$error":"#VALUE!"}]
[null,null,null,null,null,null,null,null,null,null,null,null,null,null,null,null,null,null,null,null,null,null,null,null,null,null,null,null,null,null,{"$error":"#VALUE!"}]
[null,null,null,null,null,null,null,null,null,null,null,null,null,null,null,null,null,null,null,null,null,null,null,null,null,null,null,null,null,null,{"$error":"#VALUE!"}]
[null,null,null,null,null,null,null,null,null,null,null,null,null,null,null,null,null,null,null,null,null,null,null,null,null,null,null,null,null,null,{"$error":"#VALUE!"}]
[null,null,null,null,null,null,null,null,null,null,null,null,null,null,null,null,null,null,null,null,null,null,null,null,null,null,null,null,null,null,{"$error":"#VALUE!"}]
[null,null,null,null,null,null,null,null,null,null,null,null,null,null,null,null,null,null,null,null,null,null,null,null,null,null,null,null,null,null,{"$error":"#VALUE!"}]
[null,null,null,null,null,null,null,null,null,null,null,null,null,null,null,null,null,null,null,null,null,null,null,null,null,null,null,null,null,null,{"$error":"#VALUE!"}]
[null,null,null,null,null,null,null,null,null,null,null,null,null,null,null,null,null,null,null,null,null,null,null,null,null,null,null,null,null,null,{"$error":"#VALUE!"}]
[null,null,null,null,null,null,null,null,null,null,null,null,null,null,null,null,null,null,null,null,null,null,null,null,null,null,null,null,null,null,{"$error":"#VALUE!"}]
[null,null,null,null,null,null,null,null,null,null,null,null,null,null,null,null,null,null,null,null,null,null,null,null,null,null,null,null,null,null,{"$error":"#VALUE!"}]
[null,null,null,null,null,null,null,null,null,null,null,null,null,null,null,null,null,null,null,null,null,null,null,null,null,null,null,null,null,null,{"$error":"#VALUE!"}]
[null,null,null,null,null,null,null,null,null,null,null,null,null,null,null,null,null,null,null,null,null,null,null,null,null,null,null,null,null,null,{"$error":"#VALUE!"}]
[null,null,null,null,null,null,null,null,null,null,null,null,null,null,null,null,null,null,null,null,null,null,null,null,null,null,null,null,null,null,{"$error":"#VALUE!"}]
[null,null,null,null,null,null,null,null,null,null,null,null,null,null,null,null,null,null,null,null,null,null,null,null,null,null,null,null,null,null,{"$error":"#VALUE!"}]
[null,null,null,null,null,null,null,null,null,null,null,null,null,null,null,null,null,null,null,null,null,null,null,null,null,null,null,null,null,null,{"$error":"#VALUE!"}]
[null,null,null,null,null,null,null,null,null,null,null,null,null,null,null,null,null,null,null,null,null,null,null,null,null,null,null,null,null,null,{"$error":"#VALUE!"}]
[null,null,null,null,null,null,null,null,null,null,null,null,null,null,null,null,null,null,null,null,null,null,null,null,null,null,null,null,null,null,{"$error":"#VALUE!"}]
[null,null,null,null,null,null,null,null,null,null,null,null,null,null,null,null,null,null,null,null,null,null,null,null,null,null,null,null,null,null,{"$error":"#VALUE!"}]
[null,null,null,null,null,null,null,null,null,null,null,null,null,null,null,null,null,null,null,null,null,null,null,null,null,null,null,null,null,null,{"$error":"#VALUE!"}]
[null,null,null,null,null,null,null,null,null,null,null,null,null,null,null,null,null,null,null,null,null,null,null,null,null,null,null,null,null,null,{"$error":"#VALUE!"}]
[null,null,null,null,null,null,null,null,null,null,null,null,null,null,null,null,null,null,null,null,null,null,null,null,null,null,null,null,null,null,{"$error":"#VALUE!"}]
[null,null,null,null,null,null,null,null,null,null,null,null,null,null,null,null,null,null,null,null,null,null,null,null,null,null,null,null,null,null,{"$error":"#VALUE!"}]
[null,null,null,null,null,null,null,null,null,null,null,null,null,null,null,null,null,null,null,null,null,null,null,null,null,null,null,null,null,null,{"$error":"#VALUE!"}]
[null,null,null,null,null,null,null,null,null,null,null,null,null,null,null,null,null,null,null,null,null,null,null,null,null,null,null,null,null,null,{"$error":"#VALUE!"}]
[null,null,null,null,null,null,null,null,null,null,null,null,null,null,null,null,null,null,null,null,null,null,null,null,null,null,null,null,null,null,{"$error":"#VALUE!"}]
[null,null,null,null,null,null,null,null,null,null,null,null,null,null,null,null,null,null,null,null,null,null,null,null,null,null,null,null,null,null,{"$error":"#VALUE!"}]
[null,null,null,null,null,null,null,null,null,null,null,null,null,null,null,null,null,null,null,null,null,null,null,null,null,null,null,null,null,null,{"$error":"#VALUE!"}]
[null,null,null,null,null,null,null,null,null,null,null,null,null,null,null,null,null,null,null,null,null,null,null,null,null,null,null,null,null,null,{"$error":"#VALUE!"}]
[null,null,null,null,null,null,null,null,null,null,null,null,null,null,null,null,null,null,null,null,null,null,null,null,null,null,null,null,null,null,{"$error":"#VALUE!"}]
[null,null,null,null,null,null,null,null,null,null,null,null,null,null,null,null,null,null,null,null,null,null,null,null,null,null,null,null,null,null,{"$error":"#VALUE!"}]
[null,null,null,null,null,null,null,null,null,null,null,null,null,null,null,null,null,null,null,null,null,null,null,null,null,null,null,null,null,null,{"$error":"#VALUE!"}]
[null,null,null,null,null,null,null,null,null,null,null,null,null,null,null,null,null,null,null,null,null,null,null,null,null,null,null,null,null,null,{"$error":"#VALUE!"}]
[null,null,null,null,null,null,null,null,null,null,null,null,null,null,null,null,null,null,null,null,null,null,null,null,null,null,null,null,null,null,{"$error":"#VALUE!"}]
[null,null,null,null,null,null,null,null,null,null,null,null,null,null,null,null,null,null,null,null,null,null,null,null,null,null,null,null,null,null,{"$error":"#VALUE!"}]
[null,null,null,null,null,null,null,null,null,null,null,null,null,null,null,null,null,null,null,null,null,null,null,null,null,null,null,null,null,null,{"$error":"#VALUE!"}]
[null,null,null,null,null,null,null,null,null,null,null,null,null,null,null,null,null,null,null,null,null,null,null,null,null,null,null,null,null,null,{"$error":"#VALUE!"}]
[null,null,null,null,null,null,null,null,null,null,null,null,null,null,null,null,null,null,null,null,null,null,null,null,null,null,null,null,null,null,{"$error":"#VALUE!"}]
[null,null,null,null,null,null,null,null,null,null,null,null,null,null,null,null,null,null,null,null,null,null,null,null,null,null,null,null,null,null,{"$error":"#VALUE!"}]
[null,null,null,null,null,null,null,null,null,null,null,null,null,null,null,null,null,null,null,null,null,null,null,null,null,null,null,null,null,null,{"$error":"#VALUE!"}]
[null,null,null,null,null,null,null,null,null,null,null,null,null,null,null,null,null,null,null,null,null,null,null,null,null,null,null,null,null,null,{"$error":"#VALUE!"}]
[null,null,null,null,null,null,null,null,null,null,null,null,null,null,null,null,null,null,null,null,null,null,null,null,null,null,null,null,null,null,{"$error":"#VALUE!"}]
[null,null,null,null,null,null,null,null,null,null,null,null,null,null,null,null,null,null,null,null,null,null,null,null,null,null,null,null,null,null,{"$error":"#VALUE!"}]
[null,null,null,null,null,null,null,null,null,null,null,null,null,null,null,null,null,null,null,null,null,null,null,null,null,null,null,null,null,null,{"$error":"#VALUE!"}]
[null,null,null,null,null,null,null,null,null,null,null,null,null,null,null,null,null,null,null,null,null,null,null,null,null,null,null,null,null,null,{"$error":"#VALUE!"}]
[null,null,null,null,null,null,null,null,null,null,null,null,null,null,null,null,null,null,null,null,null,null,null,null,null,null,null,null,null,null,{"$error":"#VALUE!"}]
[null,null,null,null,null,null,null,null,null,null,null,null,null,null,null,null,null,null,null,null,null,null,null,null,null,null,null,null,null,null,{"$error":"#VALUE!"}]
[null,null,null,null,null,null,null,null,null,null,null,null,null,null,null,null,null,null,null,null,null,null,null,null,null,null,null,null,null,null,{"$error":"#VALUE!"}]
[null,null,null,null,null,null,null,null,null,null,null,null,null,null,null,null,null,null,null,null,null,null,null,null,null,null,null,null,null,null,{"$error":"#VALUE!"}]
[null,null,null,null,null,null,null,null,null,null,null,null,null,null,null,null,null,null,null,null,null,null,null,null,null,null,null,null,null,null,{"$error":"#VALUE!"}]
[null,null,null,null,null,null,null,null,null,null,null,null,null,null,null,null,null,null,null,null,null,null,null,null,null,null,null,null,null,null,{"$error":"#VALUE!"}]
[null,null,null,null,null,null,null,null,null,null,null,null,null,null,null,null,null,null,null,null,null,null,null,null,null,null,null,null,null,null,{"$error":"#VALUE!"}]
[null,null,null,null,null,null,null,null,null,null,null,null,null,null,null,null,null,null,null,null,null,null,null,null,null,null,null,null,null,null,{"$error":"#VALUE!"}]
[null,null,null,null,null,null,null,null,null,null,null,null,null,null,null,null,null,null,null,null,null,null,null,null,null,null,null,null,null,null,{"$error":"#VALUE!"}]
[null,null,null,null,null,null,null,null,null,null,null,null,null,null,null,null,null,null,null,null,null,null,null,null,null,null,null,null,null,null,{"$error":"#VALUE!"}]
[null,null,null,null,null,null,null,null,null,null,null,null,null,null,null,null,null,null,null,null,null,null,null,null,null,null,null,null,null,null,{"$error":"#VALUE!"}]
[null,null,null,null,null,null,null,null,null,null,null,null,null,null,null,null,null,null,null,null,null,null,null,null,null,null,null,null,null,null,{"$error":"#VALUE!"}]
[null,null,null,null,null,null,null,null,null,null,null,null,null,null,null,null,null,null,null,null,null,null,null,null,null,null,null,null,null,null,{"$error":"#VALUE!"}]
[null,null,null,null,null,null,null,null,null,null,null,null,null,null,null,null,null,null,null,null,null,null,null,null,null,null,null,null,null,null,{"$f":"IF((CODE(RIGHT(B287,1))>96),CONCATENATE(REPT(\"0\",6-LEN(B287)),B287),CONCATENATE(REPT(\"0\",5-LEN(B287)),B287))","v":{"$error":"#VALUE!"}}]
[null,null,null,null,null,null,null,null,null,null,null,null,null,null,null,null,null,null,null,null,null,null,null,null,null,null,null,null,null,null,{"$error":"#VALUE!"}]
[null,null,null,null,null,null,null,null,null,null,null,null,null,null,null,null,null,null,null,null,null,null,null,null,null,null,null,null,null,null,{"$error":"#VALUE!"}]
[null,null,null,null,null,null,null,null,null,null,null,null,null,null,null,null,null,null,null,null,null,null,null,null,null,null,null,null,null,null,{"$error":"#VALUE!"}]
[null,null,null,null,null,null,null,null,null,null,null,null,null,null,null,null,null,null,null,null,null,null,null,null,null,null,null,null,null,null,{"$error":"#VALUE!"}]
[null,null,null,null,null,null,null,null,null,null,null,null,null,null,null,null,null,null,null,null,null,null,null,null,null,null,null,null,null,null,{"$error":"#VALUE!"}]
[null,null,null,null,null,null,null,null,null,null,null,null,null,null,null,null,null,null,null,null,null,null,null,null,null,null,null,null,null,null,{"$error":"#VALUE!"}]
[null,null,null,null,null,null,null,null,null,null,null,null,null,null,null,null,null,null,null,null,null,null,null,null,null,null,null,null,null,null,{"$error":"#VALUE!"}]
[null,null,null,null,null,null,null,null,null,null,null,null,null,null,null,null,null,null,null,null,null,null,null,null,null,null,null,null,null,null,{"$error":"#VALUE!"}]
[null,null,null,null,null,null,null,null,null,null,null,null,null,null,null,null,null,null,null,null,null,null,null,null,null,null,null,null,null,null,{"$error":"#VALUE!"}]
[null,null,null,null,null,null,null,null,null,null,null,null,null,null,null,null,null,null,null,null,null,null,null,null,null,null,null,null,null,null,{"$error":"#VALUE!"}]
[null,null,null,null,null,null,null,null,null,null,null,null,null,null,null,null,null,null,null,null,null,null,null,null,null,null,null,null,null,null,{"$error":"#VALUE!"}]
[null,null,null,null,null,null,null,null,null,null,null,null,null,null,null,null,null,null,null,null,null,null,null,null,null,null,null,null,null,null,{"$error":"#VALUE!"}]
[null,null,null,null,null,null,null,null,null,null,null,null,null,null,null,null,null,null,null,null,null,null,null,null,null,null,null,null,null,null,{"$error":"#VALUE!"}]
[null,null,null,null,null,null,null,null,null,null,null,null,null,null,null,null,null,null,null,null,null,null,null,null,null,null,null,null,null,null,{"$error":"#VALUE!"}]
[null,null,null,null,null,null,null,null,null,null,null,null,null,null,null,null,null,null,null,null,null,null,null,null,null,null,null,null,null,null,{"$error":"#VALUE!"}]
[null,null,null,null,null,null,null,null,null,null,null,null,null,null,null,null,null,null,null,null,null,null,null,null,null,null,null,null,null,null,{"$error":"#VALUE!"}]
[null,null,null,null,null,null,null,null,null,null,null,null,null,null,null,null,null,null,null,null,null,null,null,null,null,null,null,null,null,null,{"$error":"#VALUE!"}]
[null,null,null,null,null,null,null,null,null,null,null,null,null,null,null,null,null,null,null,null,null,null,null,null,null,null,null,null,null,null,{"$error":"#VALUE!"}]
[null,null,null,null,null,null,null,null,null,null,null,null,null,null,null,null,null,null,null,null,null,null,null,null,null,null,null,null,null,null,{"$error":"#VALUE!"}]
[null,null,null,null,null,null,null,null,null,null,null,null,null,null,null,null,null,null,null,null,null,null,null,null,null,null,null,null,null,null,{"$error":"#VALUE!"}]
[null,null,null,null,null,null,null,null,null,null,null,null,null,null,null,null,null,null,null,null,null,null,null,null,null,null,null,null,null,null,{"$error":"#VALUE!"}]
[null,null,null,null,null,null,null,null,null,null,null,null,null,null,null,null,null,null,null,null,null,null,null,null,null,null,null,null,null,null,{"$error":"#VALUE!"}]
[null,null,null,null,null,null,null,null,null,null,null,null,null,null,null,null,null,null,null,null,null,null,null,null,null,null,null,null,null,null,{"$error":"#VALUE!"}]
[null,null,null,null,null,null,null,null,null,null,null,null,null,null,null,null,null,null,null,null,null,null,null,null,null,null,null,null,null,null,{"$error":"#VALUE!"}]
[null,null,null,null,null,null,null,null,null,null,null,null,null,null,null,null,null,null,null,null,null,null,null,null,null,null,null,null,null,null,{"$error":"#VALUE!"}]
[null,null,null,null,null,null,null,null,null,null,null,null,null,null,null,null,null,null,null,null,null,null,null,null,null,null,null,null,null,null,{"$error":"#VALUE!"}]
[null,null,null,null,null,null,null,null,null,null,null,null,null,null,null,null,null,null,null,null,null,null,null,null,null,null,null,null,null,null,{"$error":"#VALUE!"}]
[null,null,null,null,null,null,null,null,null,null,null,null,null,null,null,null,null,null,null,null,null,null,null,null,null,null,null,null,null,null,{"$error":"#VALUE!"}]
[null,null,null,null,null,null,null,null,null,null,null,null,null,null,null,null,null,null,null,null,null,null,null,null,null,null,null,null,null,null,{"$error":"#VALUE!"}]
[null,null,null,null,null,null,null,null,null,null,null,null,null,null,null,null,null,null,null,null,null,null,null,null,null,null,null,null,null,null,{"$error":"#VALUE!"}]
[null,null,null,null,null,null,null,null,null,null,null,null,null,null,null,null,null,null,null,null,null,null,null,null,null,null,null,null,null,null,{"$error":"#VALUE!"}]
[null,null,null,null,null,null,null,null,null,null,null,null,null,null,null,null,null,null,null,null,null,null,null,null,null,null,null,null,null,null,{"$error":"#VALUE!"}]
[null,null,null,null,null,null,null,null,null,null,null,null,null,null,null,null,null,null,null,null,null,null,null,null,null,null,null,null,null,null,{"$error":"#VALUE!"}]
[null,null,null,null,null,null,null,null,null,null,null,null,null,null,null,null,null,null,null,null,null,null,null,null,null,null,null,null,null,null,{"$error":"#VALUE!"}]
[null,null,null,null,null,null,null,null,null,null,null,null,null,null,null,null,null,null,null,null,null,null,null,null,null,null,null,null,null,null,{"$error":"#VALUE!"}]
[null,null,null,null,null,null,null,null,null,null,null,null,null,null,null,null,null,null,null,null,null,null,null,null,null,null,null,null,null,null,{"$error":"#VALUE!"}]
[null,null,null,null,null,null,null,null,null,null,null,null,null,null,null,null,null,null,null,null,null,null,null,null,null,null,null,null,null,null,{"$error":"#VALUE!"}]
[null,null,null,null,null,null,null,null,null,null,null,null,null,null,null,null,null,null,null,null,null,null,null,null,null,null,null,null,null,null,{"$error":"#VALUE!"}]
[null,null,null,null,null,null,null,null,null,null,null,null,null,null,null,null,null,null,null,null,null,null,null,null,null,null,null,null,null,null,{"$error":"#VALUE!"}]
[null,null,null,null,null,null,null,null,null,null,null,null,null,null,null,null,null,null,null,null,null,null,null,null,null,null,null,null,null,null,{"$error":"#VALUE!"}]
[null,null,null,null,null,null,null,null,null,null,null,null,null,null,null,null,null,null,null,null,null,null,null,null,null,null,null,null,null,null,{"$error":"#VALUE!"}]
[null,null,null,null,null,null,null,null,null,null,null,null,null,null,null,null,null,null,null,null,null,null,null,null,null,null,null,null,null,null,{"$error":"#VALUE!"}]
[null,null,null,null,null,null,null,null,null,null,null,null,null,null,null,null,null,null,null,null,null,null,null,null,null,null,null,null,null,null,{"$error":"#VALUE!"}]
[null,null,null,null,null,null,null,null,null,null,null,null,null,null,null,null,null,null,null,null,null,null,null,null,null,null,null,null,null,null,{"$error":"#VALUE!"}]
[null,null,null,null,null,null,null,null,null,null,null,null,null,null,null,null,null,null,null,null,null,null,null,null,null,null,null,null,null,null,{"$error":"#VALUE!"}]
[null,null,null,null,null,null,null,null,null,null,null,null,null,null,null,null,null,null,null,null,null,null,null,null,null,null,null,null,null,null,{"$error":"#VALUE!"}]
[null,null,null,null,null,null,null,null,null,null,null,null,null,null,null,null,null,null,null,null,null,null,null,null,null,null,null,null,null,null,{"$error":"#VALUE!"}]
[null,null,null,null,null,null,null,null,null,null,null,null,null,null,null,null,null,null,null,null,null,null,null,null,null,null,null,null,null,null,{"$error":"#VALUE!"}]
[null,null,null,null,null,null,null,null,null,null,null,null,null,null,null,null,null,null,null,null,null,null,null,null,null,null,null,null,null,null,{"$error":"#VALUE!"}]
[null,null,null,null,null,null,null,null,null,null,null,null,null,null,null,null,null,null,null,null,null,null,null,null,null,null,null,null,null,null,{"$error":"#VALUE!"}]
[null,null,null,null,null,null,null,null,null,null,null,null,null,null,null,null,null,null,null,null,null,null,null,null,null,null,null,null,null,null,{"$error":"#VALUE!"}]
[null,null,null,null,null,null,null,null,null,null,null,null,null,null,null,null,null,null,null,null,null,null,null,null,null,null,null,null,null,null,{"$error":"#VALUE!"}]
[null,null,null,null,null,null,null,null,null,null,null,null,null,null,null,null,null,null,null,null,null,null,null,null,null,null,null,null,null,null,{"$error":"#VALUE!"}]
[null,null,null,null,null,null,null,null,null,null,null,null,null,null,null,null,null,null,null,null,null,null,null,null,null,null,null,null,null,null,{"$error":"#VALUE!"}]
[null,null,null,null,null,null,null,null,null,null,null,null,null,null,null,null,null,null,null,null,null,null,null,null,null,null,null,null,null,null,{"$error":"#VALUE!"}]
[null,null,null,null,null,null,null,null,null,null,null,null,null,null,null,null,null,null,null,null,null,null,null,null,null,null,null,null,null,null,{"$error":"#VALUE!"}]
[null,null,null,null,null,null,null,null,null,null,null,null,null,null,null,null,null,null,null,null,null,null,null,null,null,null,null,null,null,null,{"$error":"#VALUE!"}]
[null,null,null,null,null,null,null,null,null,null,null,null,null,null,null,null,null,null,null,null,null,null,null,null,null,null,null,null,null,null,{"$error":"#VALUE!"}]
[null,null,null,null,null,null,null,null,null,null,null,null,null,null,null,null,null,null,null,null,null,null,null,null,null,null,null,null,null,null,{"$error":"#VALUE!"}]
[null,null,null,null,null,null,null,null,null,null,null,null,null,null,null,null,null,null,null,null,null,null,null,null,null,null,null,null,null,null,{"$error":"#VALUE!"}]
[null,null,null,null,null,null,null,null,null,null,null,null,null,null,null,null,null,null,null,null,null,null,null,null,null,null,null,null,null,null,{"$error":"#VALUE!"}]
[null,null,null,null,null,null,null,null,null,null,null,null,null,null,null,null,null,null,null,null,null,null,null,null,null,null,null,null,null,null,{"$error":"#VALUE!"}]
[null,null,null,null,null,null,null,null,null,null,null,null,null,null,null,null,null,null,null,null,null,null,null,null,null,null,null,null,null,null,{"$error":"#VALUE!"}]
[null,null,null,null,null,null,null,null,null,null,null,null,null,null,null,null,null,null,null,null,null,null,null,null,null,null,null,null,null,null,{"$f":"IF((CODE(RIGHT(B351,1))>96),CONCATENATE(REPT(\"0\",6-LEN(B351)),B351),CONCATENATE(REPT(\"0\",5-LEN(B351)),B351))","v":{"$error":"#VALUE!"}}]
[null,null,null,null,null,null,null,null,null,null,null,null,null,null,null,null,null,null,null,null,null,null,null,null,null,null,null,null,null,null,{"$error":"#VALUE!"}]
[null,null,null,null,null,null,null,null,null,null,null,null,null,null,null,null,null,null,null,null,null,null,null,null,null,null,null,null,null,null,{"$error":"#VALUE!"}]
[null,null,null,null,null,null,null,null,null,null,null,null,null,null,null,null,null,null,null,null,null,null,null,null,null,null,null,null,null,null,{"$error":"#VALUE!"}]
[null,null,null,null,null,null,null,null,null,null,null,null,null,null,null,null,null,null,null,null,null,null,null,null,null,null,null,null,null,null,{"$error":"#VALUE!"}]
[null,null,null,null,null,null,null,null,null,null,null,null,null,null,null,null,null,null,null,null,null,null,null,null,null,null,null,null,null,null,{"$error":"#VALUE!"}]
[null,null,null,null,null,null,null,null,null,null,null,null,null,null,null,null,null,null,null,null,null,null,null,null,null,null,null,null,null,null,{"$error":"#VALUE!"}]
[null,null,null,null,null,null,null,null,null,null,null,null,null,null,null,null,null,null,null,null,null,null,null,null,null,null,null,null,null,null,{"$error":"#VALUE!"}]
[null,null,null,null,null,null,null,null,null,null,null,null,null,null,null,null,null,null,null,null,null,null,null,null,null,null,null,null,null,null,{"$error":"#VALUE!"}]
[null,null,null,null,null,null,null,null,null,null,null,null,null,null,null,null,null,null,null,null,null,null,null,null,null,null,null,null,null,null,{"$error":"#VALUE!"}]
[null,null,null,null,null,null,null,null,null,null,null,null,null,null,null,null,null,null,null,null,null,null,null,null,null,null,null,null,null,null,{"$error":"#VALUE!"}]
[null,null,null,null,null,null,null,null,null,null,null,null,null,null,null,null,null,null,null,null,null,null,null,null,null,null,null,null,null,null,{"$error":"#VALUE!"}]
[null,null,null,null,null,null,null,null,null,null,null,null,null,null,null,null,null,null,null,null,null,null,null,null,null,null,null,null,null,null,{"$error":"#VALUE!"}]
[null,null,null,null,null,null,null,null,null,null,null,null,null,null,null,null,null,null,null,null,null,null,null,null,null,null,null,null,null,null,{"$error":"#VALUE!"}]
[null,null,null,null,null,null,null,null,null,null,null,null,null,null,null,null,null,null,null,null,null,null,null,null,null,null,null,null,null,null,{"$error":"#VALUE!"}]
[null,null,null,null,null,null,null,null,null,null,null,null,null,null,null,null,null,null,null,null,null,null,null,null,null,null,null,null,null,null,{"$error":"#VALUE!"}]
[null,null,null,null,null,null,null,null,null,null,null,null,null,null,null,null,null,null,null,null,null,null,null,null,null,null,null,null,null,null,{"$error":"#VALUE!"}]
[null,null,null,null,null,null,null,null,null,null,null,null,null,null,null,null,null,null,null,null,null,null,null,null,null,null,null,null,null,null,{"$error":"#VALUE!"}]
[null,null,null,null,null,null,null,null,null,null,null,null,null,null,null,null,null,null,null,null,null,null,null,null,null,null,null,null,null,null,{"$error":"#VALUE!"}]
[null,null,null,null,null,null,null,null,null,null,null,null,null,null,null,null,null,null,null,null,null,null,null,null,null,null,null,null,null,null,{"$error":"#VALUE!"}]
[null,null,null,null,null,null,null,null,null,null,null,null,null,null,null,null,null,null,null,null,null,null,null,null,null,null,null,null,null,null,{"$error":"#VALUE!"}]
[null,null,null,null,null,null,null,null,null,null,null,null,null,null,null,null,null,null,null,null,null,null,null,null,null,null,null,null,null,null,{"$error":"#VALUE!"}]
[null,null,null,null,null,null,null,null,null,null,null,null,null,null,null,null,null,null,null,null,null,null,null,null,null,null,null,null,null,null,{"$error":"#VALUE!"}]
[null,null,null,null,null,null,null,null,null,null,null,null,null,null,null,null,null,null,null,null,null,null,null,null,null,null,null,null,null,null,{"$error":"#VALUE!"}]
[null,null,null,null,null,null,null,null,null,null,null,null,null,null,null,null,null,null,null,null,null,null,null,null,null,null,null,null,null,null,{"$error":"#VALUE!"}]
[null,null,null,null,null,null,null,null,null,null,null,null,null,null,null,null,null,null,null,null,null,null,null,null,null,null,null,null,null,null,{"$error":"#VALUE!"}]
[null,null,null,null,null,null,null,null,null,null,null,null,null,null,null,null,null,null,null,null,null,null,null,null,null,null,null,null,null,null,{"$error":"#VALUE!"}]
[null,null,null,null,null,null,null,null,null,null,null,null,null,null,null,null,null,null,null,null,null,null,null,null,null,null,null,null,null,null,{"$error":"#VALUE!"}]
[null,null,null,null,null,null,null,null,null,null,null,null,null,null,null,null,null,null,null,null,null,null,null,null,null,null,null,null,null,null,{"$error":"#VALUE!"}]
[null,null,null,null,null,null,null,null,null,null,null,null,null,null,null,null,null,null,null,null,null,null,null,null,null,null,null,null,null,null,{"$error":"#VALUE!"}]
[null,null,null,null,null,null,null,null,null,null,null,null,null,null,null,null,null,null,null,null,null,null,null,null,null,null,null,null,null,null,{"$error":"#VALUE!"}]
[null,null,null,null,null,null,null,null,null,null,null,null,null,null,null,null,null,null,null,null,null,null,null,null,null,null,null,null,null,null,{"$error":"#VALUE!"}]
[null,null,null,null,null,null,null,null,null,null,null,null,null,null,null,null,null,null,null,null,null,null,null,null,null,null,null,null,null,null,{"$error":"#VALUE!"}]
[null,null,null,null,null,null,null,null,null,null,null,null,null,null,null,null,null,null,null,null,null,null,null,null,null,null,null,null,null,null,{"$error":"#VALUE!"}]
[null,null,null,null,null,null,null,null,null,null,null,null,null,null,null,null,null,null,null,null,null,null,null,null,null,null,null,null,null,null,{"$error":"#VALUE!"}]
[null,null,null,null,null,null,null,null,null,null,null,null,null,null,null,null,null,null,null,null,null,null,null,null,null,null,null,null,null,null,{"$error":"#VALUE!"}]
[null,null,null,null,null,null,null,null,null,null,null,null,null,null,null,null,null,null,null,null,null,null,null,null,null,null,null,null,null,null,{"$error":"#VALUE!"}]
[null,null,null,null,null,null,null,null,null,null,null,null,null,null,null,null,null,null,null,null,null,null,null,null,null,null,null,null,null,null,{"$error":"#VALUE!"}]
[null,null,null,null,null,null,null,null,null,null,null,null,null,null,null,null,null,null,null,null,null,null,null,null,null,null,null,null,null,null,{"$error":"#VALUE!"}]
[null,null,null,null,null,null,null,null,null,null,null,null,null,null,null,null,null,null,null,null,null,null,null,null,null,null,null,null,null,null,{"$error":"#VALUE!"}]
[null,null,null,null,null,null,null,null,null,null,null,null,null,null,null,null,null,null,null,null,null,null,null,null,null,null,null,null,null,null,{"$error":"#VALUE!"}]
[null,null,null,null,null,null,null,null,null,null,null,null,null,null,null,null,null,null,null,null,null,null,null,null,null,null,null,null,null,null,{"$error":"#VALUE!"}]
[null,null,null,null,null,null,null,null,null,null,null,null,null,null,null,null,null,null,null,null,null,null,null,null,null,null,null,null,null,null,{"$error":"#VALUE!"}]
[null,null,null,null,null,null,null,null,null,null,null,null,null,null,null,null,null,null,null,null,null,null,null,null,null,null,null,null,null,null,{"$error":"#VALUE!"}]
[null,null,null,null,null,null,null,null,null,null,null,null,null,null,null,null,null,null,null,null,null,null,null,null,null,null,null,null,null,null,{"$error":"#VALUE!"}]
[null,null,null,null,null,null,null,null,null,null,null,null,null,null,null,null,null,null,null,null,null,null,null,null,null,null,null,null,null,null,{"$error":"#VALUE!"}]
[null,null,null,null,null,null,null,null,null,null,null,null,null,null,null,null,null,null,null,null,null,null,null,null,null,null,null,null,null,null,{"$error":"#VALUE!"}]
[null,null,null,null,null,null,null,null,null,null,null,null,null,null,null,null,null,null,null,null,null,null,null,null,null,null,null,null,null,null,{"$error":"#VALUE!"}]
[null,null,null,null,null,null,null,null,null,null,null,null,null,null,null,null,null,null,null,null,null,null,null,null,null,null,null,null,null,null,{"$error":"#VALUE!"}]
[null,null,null,null,null,null,null,null,null,null,null,null,null,null,null,null,null,null,null,null,null,null,null,null,null,null,null,null,null,null,{"$error":"#VALUE!"}]
[null,null,null,null,null,null,null,null,null,null,null,null,null,null,null,null,null,null,null,null,null,null,null,null,null,null,null,null,null,null,{"$error":"#VALUE!"}]
[null,null,null,null,null,null,null,null,null,null,null,null,null,null,null,null,null,null,null,null,null,null,null,null,null,null,null,null,null,null,{"$error":"#VALUE!"}]
[null,null,null,null,null,null,null,null,null,null,null,null,null,null,null,null,null,null,null,null,null,null,null,null,null,null,null,null,null,null,{"$error":"#VALUE!"}]
[null,null,null,null,null,null,null,null,null,null,null,null,null,null,null,null,null,null,null,null,null,null,null,null,null,null,null,null,null,null,{"$error":"#VALUE!"}]
[null,null,null,null,null,null,null,null,null,null,null,null,null,null,null,null,null,null,null,null,null,null,null,null,null,null,null,null,null,null,{"$error":"#VALUE!"}]
[null,null,null,null,null,null,null,null,null,null,null,null,null,null,null,null,null,null,null,null,null,null,null,null,null,null,null,null,null,null,{"$error":"#VALUE!"}]
[null,null,null,null,null,null,null,null,null,null,null,null,null,null,null,null,null,null,null,null,null,null,null,null,null,null,null,null,null,null,{"$error":"#VALUE!"}]
[null,null,null,null,null,null,null,null,null,null,null,null,null,null,null,null,null,null,null,null,null,null,null,null,null,null,null,null,null,null,{"$error":"#VALUE!"}]
[null,null,null,null,null,null,null,null,null,null,null,null,null,null,null,null,null,null,null,null,null,null,null,null,null,null,null,null,null,null,{"$error":"#VALUE!"}]
[null,null,null,null,null,null,null,null,null,null,null,null,null,null,null,null,null,null,null,null,null,null,null,null,null,null,null,null,null,null,{"$error":"#VALUE!"}]
[null,null,null,null,null,null,null,null,null,null,null,null,null,null,null,null,null,null,null,null,null,null,null,null,null,null,null,null,null,null,{"$error":"#VALUE!"}]
[null,null,null,null,null,null,null,null,null,null,null,null,null,null,null,null,null,null,null,null,null,null,null,null,null,null,null,null,null,null,{"$error":"#VALUE!"}]
[null,null,null,null,null,null,null,null,null,null,null,null,null,null,null,null,null,null,null,null,null,null,null,null,null,null,null,null,null,null,{"$error":"#VALUE!"}]
[null,null,null,null,null,null,null,null,null,null,null,null,null,null,null,null,null,null,null,null,null,null,null,null,null,null,null,null,null,null,{"$error":"#VALUE!"}]
[null,null,null,null,null,null,null,null,null,null,null,null,null,null,null,null,null,null,null,null,null,null,null,null,null,null,null,null,null,null,{"$f":"IF((CODE(RIGHT(B415,1))>96),CONCATENATE(REPT(\"0\",6-LEN(B415)),B415),CONCATENATE(REPT(\"0\",5-LEN(B415)),B415))","v":{"$error":"#VALUE!"}}]
[null,null,null,null,null,null,null,null,null,null,null,null,null,null,null,null,null,null,null,null,null,null,null,null,null,null,null,null,null,null,{"$error":"#VALUE!"}]
[null,null,null,null,null,null,null,null,null,null,null,null,null,null,null,null,null,null,null,null,null,null,null,null,null,null,null,null,null,null,{"$error":"#VALUE!"}]
[null,null,null,null,null,null,null,null,null,null,null,null,null,null,null,null,null,null,null,null,null,null,null,null,null,null,null,null,null,null,{"$error":"#VALUE!"}]
[null,null,null,null,null,null,null,null,null,null,null,null,null,null,null,null,null,null,null,null,null,null,null,null,null,null,null,null,null,null,{"$error":"#VALUE!"}]
[null,null,null,null,null,null,null,null,null,null,null,null,null,null,null,null,null,null,null,null,null,null,null,null,null,null,null,null,null,null,{"$error":"#VALUE!"}]
[null,null,null,null,null,null,null,null,null,null,null,null,null,null,null,null,null,null,null,null,null,null,null,null,null,null,null,null,null,null,{"$error":"#VALUE!"}]
[null,null,null,null,null,null,null,null,null,null,null,null,null,null,null,null,null,null,null,null,null,null,null,null,null,null,null,null,null,null,{"$error":"#VALUE!"}]
[null,null,null,null,null,null,null,null,null,null,null,null,null,null,null,null,null,null,null,null,null,null,null,null,null,null,null,null,null,null,{"$error":"#VALUE!"}]
[null,null,null,null,null,null,null,null,null,null,null,null,null,null,null,null,null,null,null,null,null,null,null,null,null,null,null,null,null,null,{"$error":"#VALUE!"}]
[null,null,null,null,null,null,null,null,null,null,null,null,null,null,null,null,null,null,null,null,null,null,null,null,null,null,null,null,null,null,{"$error":"#VALUE!"}]
[null,null,null,null,null,null,null,null,null,null,null,null,null,null,null,null,null,null,null,null,null,null,null,null,null,null,null,null,null,null,{"$error":"#VALUE!"}]
[null,null,null,null,null,null,null,null,null,null,null,null,null,null,null,null,null,null,null,null,null,null,null,null,null,null,null,null,null,null,{"$error":"#VALUE!"}]
[null,null,null,null,null,null,null,null,null,null,null,null,null,null,null,null,null,null,null,null,null,null,null,null,null,null,null,null,null,null,{"$error":"#VALUE!"}]
[null,null,null,null,null,null,null,null,null,null,null,null,null,null,null,null,null,null,null,null,null,null,null,null,null,null,null,null,null,null,{"$error":"#VALUE!"}]
[null,null,null,null,null,null,null,null,null,null,null,null,null,null,null,null,null,null,null,null,null,null,null,null,null,null,null,null,null,null,{"$error":"#VALUE!"}]
[null,null,null,null,null,null,null,null,null,null,null,null,null,null,null,null,null,null,null,null,null,null,null,null,null,null,null,null,null,null,{"$error":"#VALUE!"}]
[null,null,null,null,null,null,null,null,null,null,null,null,null,null,null,null,null,null,null,null,null,null,null,null,null,null,null,null,null,null,{"$error":"#VALUE!"}]
[null,null,null,null,null,null,null,null,null,null,null,null,null,null,null,null,null,null,null,null,null,null,null,null,null,null,null,null,null,null,{"$error":"#VALUE!"}]
[null,null,null,null,null,null,null,null,null,null,null,null,null,null,null,null,null,null,null,null,null,null,null,null,null,null,null,null,null,null,{"$error":"#VALUE!"}]
[null,null,null,null,null,null,null,null,null,null,null,null,null,null,null,null,null,null,null,null,null,null,null,null,null,null,null,null,null,null,{"$error":"#VALUE!"}]
[null,null,null,null,null,null,null,null,null,null,null,null,null,null,null,null,null,null,null,null,null,null,null,null,null,null,null,null,null,null,{"$error":"#VALUE!"}]
[null,null,null,null,null,null,null,null,null,null,null,null,null,null,null,null,null,null,null,null,null,null,null,null,null,null,null,null,null,null,{"$error":"#VALUE!"}]
[null,null,null,null,null,null,null,null,null,null,null,null,null,null,null,null,null,null,null,null,null,null,null,null,null,null,null,null,null,null,{"$error":"#VALUE!"}]
[null,null,null,null,null,null,null,null,null,null,null,null,null,null,null,null,null,null,null,null,null,null,null,null,null,null,null,null,null,null,{"$error":"#VALUE!"}]
[null,null,null,null,null,null,null,null,null,null,null,null,null,null,null,null,null,null,null,null,null,null,null,null,null,null,null,null,null,null,{"$error":"#VALUE!"}]
[null,null,null,null,null,null,null,null,null,null,null,null,null,null,null,null,null,null,null,null,null,null,null,null,null,null,null,null,null,null,{"$error":"#VALUE!"}]
[null,null,null,null,null,null,null,null,null,null,null,null,null,null,null,null,null,null,null,null,null,null,null,null,null,null,null,null,null,null,{"$error":"#VALUE!"}]
[null,null,null,null,null,null,null,null,null,null,null,null,null,null,null,null,null,null,null,null,null,null,null,null,null,null,null,null,null,null,{"$error":"#VALUE!"}]
[null,null,null,null,null,null,null,null,null,null,null,null,null,null,null,null,null,null,null,null,null,null,null,null,null,null,null,null,null,null,{"$error":"#VALUE!"}]
[null,null,null,null,null,null,null,null,null,null,null,null,null,null,null,null,null,null,null,null,null,null,null,null,null,null,null,null,null,null,{"$error":"#VALUE!"}]
[null,null,null,null,null,null,null,null,null,null,null,null,null,null,null,null,null,null,null,null,null,null,null,null,null,null,null,null,null,null,{"$error":"#VALUE!"}]
[null,null,null,null,null,null,null,null,null,null,null,null,null,null,null,null,null,null,null,null,null,null,null,null,null,null,null,null,null,null,{"$error":"#VALUE!"}]
[null,null,null,null,null,null,null,null,null,null,null,null,null,null,null,null,null,null,null,null,null,null,null,null,null,null,null,null,null,null,{"$error":"#VALUE!"}]
[null,null,null,null,null,null,null,null,null,null,null,null,null,null,null,null,null,null,null,null,null,null,null,null,null,null,null,null,null,null,{"$error":"#VALUE!"}]
[null,null,null,null,null,null,null,null,null,null,null,null,null,null,null,null,null,null,null,null,null,null,null,null,null,null,null,null,null,null,{"$error":"#VALUE!"}]
[null,null,null,null,null,null,null,null,null,null,null,null,null,null,null,null,null,null,null,null,null,null,null,null,null,null,null,null,null,null,{"$error":"#VALUE!"}]
[null,null,null,null,null,null,null,null,null,null,null,null,null,null,null,null,null,null,null,null,null,null,null,null,null,null,null,null,null,null,{"$error":"#VALUE!"}]
[null,null,null,null,null,null,null,null,null,null,null,null,null,null,null,null,null,null,null,null,null,null,null,null,null,null,null,null,null,null,{"$error":"#VALUE!"}]
[null,null,null,null,null,null,null,null,null,null,null,null,null,null,null,null,null,null,null,null,null,null,null,null,null,null,null,null,null,null,{"$error":"#VALUE!"}]
[null,null,null,null,null,null,null,null,null,null,null,null,null,null,null,null,null,null,null,null,null,null,null,null,null,null,null,null,null,null,{"$error":"#VALUE!"}]
[null,null,null,null,null,null,null,null,null,null,null,null,null,null,null,null,null,null,null,null,null,null,null,null,null,null,null,null,null,null,{"$error":"#VALUE!"}]

{"sheet":"E&I BY DELTA","index":4,"n_rows":403,"n_cols":31,"rows_kept":403,"cut":false,"hidden":false,"merged":[[11,0,11,1],[0,0,1,9],[2,0,2,1],[4,7,6,11],[8,0,8,1],[10,0,10,1]]}
["ORDER LIST MAIN ITEMS TOBOLSK 49433"]
[]
["CUSTOMER",null,"UOP TOBOLSK",null,null,null,null,null,"  DELIVERY DATE","2011-05-27",null,"START PRODUCTION DATE:",null,null,null,null,"2011-03-18"]
[]
[null,null,null,null,null,null,null,"ORDER LIST : ELECTRICITY"]
[]
[]
[]
["UNIT TYPE",null,{"$f":"'MAIN ITEMS'!C9","v":"160V-S (Refrigeration Unit Regal)"},null,null,null,null,null,"  REVISION",{"$f":"'MAIN ITEMS'!I9","v":0},null,"START ASSEMBLY DATE:",null,null,null,null,{"$f":"'MAIN ITEMS'!P10","v":"2024-11-01"},null,null,null,null,null,null,null,null,null,null,null,"$"]
[null,null,{"$f":"'MAIN ITEMS'!C10","v":0},null,null,null,null,null,null,{"$f":"'MAIN ITEMS'!I10","v":0},null,"START MOUNTING DATE:",null,null,null,null,"2024-11-15"]
["CUSTOMER REF.",null,{"$f":"'MAIN ITEMS'!C11","v":"PETRO ELECTRIC / Refrigeration Package"},null,null,null,null,null,"  QUANTITY",{"$f":"'MAIN ITEMS'!I11","v":2},null,"ORDER LIST LAST REVISION",null,null,null,"13:00:PM","2015-11-06"]
["MAYEKAWA REF.",null,{"$f":"'MAIN ITEMS'!C12","v":0},null,null,null,null,null,"ENGINEERING TEAM",{"$f":"'MAIN ITEMS'!I12","v":0},null,"PID LAST REVISION",null,"REV",{"$f":"'MAIN ITEMS'!N11","v":0},"P&ID nr","REV B1",null,null,null,null,null,null,"Don't touch!","Don't touch!","Don't touch!","Don't touch!","Don't touch!"]
["INDICE","TAG","ITEM","SIZE","WO","QTY","SPARE","PART CODE","DESCRIPTION","VENDOR","QUOTATION","PO","LEAD TIME (W)","WEEKS SPARE","ORDER DATE REQUIRED","DEL DATE REQUIRED","DEL DATE","RECEIVED","COMMENT","DATE OF SHIPMENT BY ME ","PALLET N/ COLLI N° ","PF n°",null,"Delivery time if ordered today!","3 week time","Delay!","Today","Material in time"]
["ELEC",null,"PLC",null,null,null,null,null,null,null,"NO",null,16,{"$f":"IF(NOT(ISBLANK(L14)), \"ORDERED\", IF(ISBLANK(M14), \"???\", ($P14-$M14*7-TODAY())/7))","v":2.2857142857142856},{"$f":"IF(NOT(ISBLANK(L14)), \"ORDERED\", IF(ISBLANK(M14), \"???\", ($P14-$M14*7)))","v":"2024-07-12"},{"$f":"$Q$10-14","v":"2024-11-01"},null,"No",null,null,null,null,null,{"$f":"$Q$10-M14*7","v":"2024-07-26"},{"$f":"AND(O14<(AA14+21),ISBLANK(L14))","v":true},{"$f":"AND(O14<AA14,ISBLANK(L14))","v":false},{"$f":"TODAY()","v":"2024-06-26"},{"$f":"IF((P14-Q14)<0, TRUE, IF(ISBLANK(Q14), \"BLANK\", FALSE))","v":"BLANK"}]
["ELEC",null,"PLC CABINET",null,null,null,null,null,null,null,"NO",null,16,2.2857142857142856,"2024-07-12",{"$f":"$Q$10-14","v":"2024-11-01"},null,"No",null,null,null,null,null,"2024-07-26",true,false,{"$f":"TODAY()","v":"2024-06-26"},"BLANK"]
["ELEC",null,"LCP",null,null,null,null,null,null,null,"NO",null,14,4.2857142857142856,"2024-07-26","2024-11-01",null,"No",null,null,null,null,null,"2024-08-09",false,false,{"$f":"TODAY()","v":"2024-06-26"},"BLANK"]
["ELEC",null,"JB",null,null,null,null,null,null,null,"NO",null,14,4.2857142857142856,"2024-07-26","2024-11-01",null,"No",null,null,null,null,null,"2024-08-09",false,false,{"$f":"TODAY()","v":"2024-06-26"},"BLANK"]
["ELEC",null,"JB",null,null,null,null,null,null,null,"NO",null,14,4.2857142857142856,"2024-07-26","2024-11-01",null,"No",null,null,null,null,null,"2024-08-09",false,false,{"$f":"TODAY()","v":"2024-06-26"},"BLANK"]
["TUBING",null,"1/2\" X 0.065\"WT TUBING,  ASTM  A269,  SEAMLESS  - 31SSS",null,null,null,null,null,null,null,"NO",null,4,14.285714285714286,"2024-10-04","2024-11-01",null,"No",null,null,null,null,null,"2024-10-18",false,false,"2024-06-26","BLANK"]
["TUBING",null,"1/2\" Union,  Tubing, 316SS,  Tube  x Tube",null,null,null,null,null,null,null,"NO",null,8,10.285714285714286,"2024-09-06","2024-11-01",null,"No",null,null,null,null,null,"2024-09-20",false,false,"2024-06-26","BLANK"]
["TUBING",null,"1/2\" BEND  45 5R,  TUBING, ASTM A269,  31SSS",null,null,null,null,null,null,null,"NO",null,8,10.285714285714286,"2024-09-06","2024-11-01",null,"No",null,null,null,null,null,"2024-09-20",false,false,"2024-06-26","BLANK"]
["TUBING",null,"1/2\" BEND  90   5R,  TUBING, ASTM A269,  31SSS",null,null,null,null,null,null,null,"NO",null,8,10.285714285714286,"2024-09-06","2024-11-01",null,"No",null,null,null,null,null,"2024-09-20",false,false,"2024-06-26","BLANK"]
["TUBING",null,"Male Stub 1/2 NPT(M) x 1/2\"Tube",null,null,null,null,null,null,null,"NO",null,2,16.285714285714285,"2024-10-18","2024-11-01",null,"No",null,null,null,null,null,"2024-11-01",false,false,"2024-06-26","BLANK"]
["TUBING",null,"Union Elbow 1/2\"T x 1 /2\"T",null,null,null,null,null,null,null,"NO",null,4,14.285714285714286,"2024-10-04","2024-11-01",null,"No",null,null,null,null,null,"2024-10-18",false,false,"2024-06-26","BLANK"]
["TUBING",null,"Male Connector 1/2NPT(M) x 1/2\"Tube",null,null,null,null,null,null,null,"NO",null,4,14.285714285714286,"2024-10-04","2024-11-01",null,"No",null,null,null,null,null,"2024-10-18",false,false,"2024-06-26","BLANK"]
["TUBING",null,"Female Connector 1/2NPT(F)  x  1/2\"Tube",null,null,null,null,null,null,null,"NO",null,4,14.285714285714286,"2024-10-04","2024-11-01",null,"No",null,null,null,null,null,"2024-10-18",false,false,"2024-06-26","BLANK"]
["TUBING",null,"Union Tee 1/2” Tube x 1/2\" Tube x 1 /2\"    Tube",null,null,null,null,null,null,null,"NO",null,null,"???","???","2024-11-01",null,"No",null,null,null,null,null,"2024-11-15",false,false,"2024-06-26","BLANK"]
["TUBING",null,"Male Connector 3/ 4 \" NPT (M)x 1 /2\" T",null,null,null,null,null,null,null,"NO",null,null,"???","???","2024-11-01",null,"No",null,null,null,null,null,"2024-11-15",false,false,"2024-06-26","BLANK"]
["TUBING",null,"Male Connector 1\" NPT (M)x 1 /2\" T",null,null,null,null,null,null,null,"NO",null,null,"???","???","2024-11-01",null,"No",null,null,null,null,null,"2024-11-15",false,false,"2024-06-26","BLANK"]
["TUBING",null,"PLUG HEX HEAD, 1/2\" NPT ASME B16.11",null,null,null,null,null,null,null,"NO",null,null,"???","???","2024-11-01",null,"No",null,null,null,null,null,"2024-11-15",false,false,"2024-06-26","BLANK"]
["TUBING",null,"12.7MM OD (1/2\") STANDARD SINGLE TUBE CLAMP, 2 GREEN BODY WITH   STAINLESS STEEL TOP, BOTTOM PLATES AND BOLTS",null,null,null,null,null,null,null,"NO",null,4,14.285714285714286,"2024-10-04","2024-11-01",null,"No",null,null,null,null,null,"2024-10-18",false,false,"2024-06-26","BLANK"]
["TRAY",null,"Ladder Tray, 4 - inches Wide - 3\" Side Rail x 10 feet Long",null,null,null,null,null,null,null,"NO",null,null,"???","???","2024-11-01",null,"No",null,null,null,null,null,"2024-11-15",false,false,"2024-06-26","BLANK"]
["TRAY",null,"Flanged Tray Cover, 4 - inches Wide x 10 feet Long",null,null,null,null,null,null,null,"NO",null,null,"???","???","2024-11-01",null,"No",null,null,null,null,null,"2024-11-15",false,false,"2024-06-26","BLANK"]
["TRAY",null,"Ladder Tray, 6 - inches Wide - 4\" Side Rail x 10 feet Long",null,null,null,null,null,null,null,"NO",null,null,"???","???","2024-11-01",null,"No",null,null,null,null,null,"2024-11-15",false,false,"2024-06-26","BLANK"]
["TRAY",null,"Flanged Tray Cover, 6 - inches Wide x 10 feet Long",null,null,null,null,null,null,null,"NO",null,null,"???","???","2024-11-01",null,"No",null,null,null,null,null,"2024-11-15",false,false,"2024-06-26","BLANK"]
["TRAY",null,"Ventilated channel Tray, 3\" Wide, 1 1/4\" Side x 10 Feet long",null,null,null,null,null,null,null,"NO",null,null,"???","???","2024-11-01",null,"No",null,null,null,null,null,"2024-11-15",false,false,"2024-06-26","BLANK"]
["TRAY",null,"Flanged Tray Cover, 3 - inches Wide x 10 feet Long",null,null,null,null,null,null,null,"NO",null,null,"???","???","2024-11-01",null,"No",null,null,null,null,null,"2024-11-15",false,false,"2024-06-26","BLANK"]
["TRAY",null,"STANDARD cover clamp for 4\" tray",null,null,null,null,null,null,null,"NO",null,null,"???","???","2024-11-01",null,"No",null,null,null,null,null,"2024-11-15",false,false,"2024-06-26","BLANK"]
["TRAY",null,"STANDARD cover clamp for 6\" tray",null,null,null,null,null,null,null,"NO",null,null,"???","???","2024-11-01",null,"No",null,null,null,null,null,"2024-11-15",false,false,"2024-06-26","BLANK"]
["TRAY",null," STANDARD cover clamp for 3\" tray",null,null,null,null,null,null,null,"NO",null,null,"???","???","2024-11-01",null,"No",null,null,null,null,null,"2024-11-15",false,false,"2024-06-26","BLANK"]
["TRAY",null,"Splice Plate Hardware",null,null,null,null,null,null,null,"NO",null,null,"???","???","2024-11-01",null,"No",null,null,null,null,null,"2024-11-15",false,false,"2024-06-26","BLANK"]
["TRAY",null,"Tray to box splice plate for 4\" Trays",null,null,null,null,null,null,null,"NO",null,null,"???","???","2024-11-01",null,"No",null,null,null,null,null,"2024-11-15",false,false,"2024-06-26","BLANK"]
["TRAY",null,"Tray to box splice plate for 6\" & 3\" Trays",null,null,null,null,null,null,null,"NO",null,null,"???","???","2024-11-01",null,"No",null,null,null,null,null,"2024-11-15",false,false,"2024-06-26","BLANK"]
["TRAY",null,"Bonding Jumper",null,null,null,null,null,null,null,"NO",null,null,"???","???","2024-11-01",null,"No",null,null,null,null,null,"2024-11-15",false,false,"2024-06-26","BLANK"]
["TRAY",null,"Standard Splice Plate for tray 1 PAIR PER TRAY",null,null,null,null,null,null,null,"NO",null,null,"???","???","2024-11-01",null,"No",null,null,null,null,null,"2024-11-15",false,false,"2024-06-26","BLANK"]
["TRAY",null,"1-5/8\" square unistrut (non-slotted) 20 FEET",null,null,null,null,null,null,null,"NO",null,null,{"$f":"IF(NOT(ISBLANK(L46)), \"ORDERED\", IF(ISBLANK(M46), \"???\", ($P46-$M46*7-TODAY())/7))","v":"???"},{"$f":"IF(NOT(ISBLANK(L46)), \"ORDERED\", IF(ISBLANK(M46), \"???\", ($P46-$M46*7)))","v":"???"},"2024-11-01",null,"No",null,null,null,null,null,{"$f":"$Q$10-M46*7","v":"2024-11-15"},{"$f":"AND(O46<(AA46+21),ISBLANK(L46))","v":false},{"$f":"AND(O46<AA46,ISBLANK(L46))","v":false},"2024-06-26",{"$f":"IF((P46-Q46)<0, TRUE, IF(ISBLANK(Q46), \"BLANK\", FALSE))","v":"BLANK"},null,null,{"$f":"IF((CODE(RIGHT(B60,1))>96),CONCATENATE(REPT(\"0\",6-LEN(B60)),B60),CONCATENATE(REPT(\"0\",5-LEN(B60)),B60))","v":{"$error":"#VALUE!"}}]
["TRAY",null,"Cable tray clamp/guide",null,null,null,null,null,null,null,"NO",null,null,"???","???","2024-11-01",null,"No",null,null,null,null,null,"2024-11-15",false,false,"2024-06-26","BLANK",null,null,{"$error":"#VALUE!"}]
["CABLE",null,"2- WIRES SHIELDED FOR INTRINSICALLY DEVICES",null,null,null,null,null,null,null,"NO",null,null,"???","???","2024-11-01",null,"No",null,null,null,null,null,"2024-11-15",false,false,"2024-06-26","BLANK",null,null,{"$error":"#VALUE!"}]
["CABLE",null,"3- WIRES SHIELDED FOR POTENTIONMETER, RTD's (INTRINSICALLY SAFE)",null,null,null,null,null,null,null,"NO",null,null,"???","???","2024-11-01",null,"No",null,null,null,null,null,"2024-11-15",false,false,"2024-06-26","BLANK",null,null,{"$error":"#VALUE!"}]
["CABLE",null,"2- WIRES SHIELDED FOR SOLENOID VALVES",null,null,null,null,null,null,null,"NO",null,null,"???","???","2024-11-01",null,"No",null,null,null,null,null,"2024-11-15",false,false,"2024-06-26","BLANK",null,null,{"$error":"#VALUE!"}]
["CABLE GLAND",null,"501/453/UNIV/O/M20/NPT Flameproof & Increased safety",null,null,null,null,null,null,null,"NO",null,null,"???","???","2024-11-01",null,"No",null,null,null,null,null,"2024-11-15",false,false,"2024-06-26","BLANK",null,null,{"$error":"#VALUE!"}]
["CABLE GLAND",null,"501/453/UNIV/O/1/2\" NPT Flameproof & Increased safety",null,null,null,null,null,null,null,"NO",null,null,"???","???","2024-11-01",null,"No",null,null,null,null,null,"2024-11-15",false,false,"2024-06-26","BLANK",null,null,{"$error":"#VALUE!"}]
[null,null,null,null,null,null,null,null,null,null,null,null,null,null,null,null,null,null,null,null,null,null,null,null,null,null,null,null,null,null,{"$error":"#VALUE!"}]
[null,null,null,null,null,null,null,null,null,null,null,null,null,null,null,null,null,null,null,null,null,null,null,null,null,null,null,null,null,null,{"$error":"#VALUE!"}]
[null,null,null,null,null,null,null,null,null,null,null,null,null,null,null,null,null,null,null,null,null,null,null,null,null,null,null,null,null,null,{"$error":"#VALUE!"}]
[null,null,null,null,null,null,null,null,null,null,null,null,null,null,null,null,null,null,null,null,null,null,null,null,null,null,null,null,null,null,{"$error":"#VALUE!"}]
[null,null,null,null,null,null,null,null,null,null,null,null,null,null,null,null,null,null,null,null,null,null,null,null,null,null,null,null,null,null,{"$error":"#VALUE!"}]
[null,null,null,null,null,null,null,null,null,null,null,null,null,null,null,null,null,null,null,null,null,null,null,null,null,null,null,null,null,null,{"$error":"#VALUE!"}]
[null,null,null,null,null,null,null,null,null,null,null,null,null,null,null,null,null,null,null,null,null,null,null,null,null,null,null,null,null,null,{"$error":"#VALUE!"}]
[null,null,null,null,null,null,null,null,null,null,null,null,null,null,null,null,null,null,null,null,null,null,null,null,null,null,null,null,null,null,{"$error":"#VALUE!"}]
[null,null,null,null,null,null,null,null,null,null,null,null,null,null,null,null,null,null,null,null,null,null,null,null,null,null,null,null,null,null,{"$error":"#VALUE!"}]
[null,null,null,null,null,null,null,null,null,null,null,null,null,null,null,null,null,null,null,null,null,null,null,null,null,null,null,null,null,null,{"$error":"#VALUE!"}]
[null,null,null,null,null,null,null,null,null,null,null,null,null,null,null,null,null,null,null,null,null,null,null,null,null,null,null,null,null,null,{"$error":"#VALUE!"}]
[null,null,null,null,null,null,null,null,null,null,null,null,null,null,null,null,null,null,null,null,null,null,null,null,null,null,null,null,null,null,{"$error":"#VALUE!"}]
[null,null,null,null,null,null,null,null,null,null,null,null,null,null,null,null,null,null,null,null,null,null,null,null,null,null,null,null,null,null,{"$error":"#VALUE!"}]
[null,null,null,null,null,null,null,null,null,null,null,null,null,null,null,null,null,null,null,null,null,null,null,null,null,null,null,null,null,null,{"$error":"#VALUE!"}]
[null,null,null,null,null,null,null,null,null,null,null,null,null,null,null,null,null,null,null,null,null,null,null,null,null,null,null,null,null,null,{"$error":"#VALUE!"}]
[null,null,null,null,null,null,null,null,null,null,null,null,null,null,null,null,null,null,null,null,null,null,null,null,null,null,null,null,null,null,{"$error":"#VALUE!"}]
[null,null,null,null,null,null,null,null,null,null,null,null,null,null,null,null,null,null,null,null,null,null,null,null,null,null,null,null,null,null,{"$error":"#VALUE!"}]
[null,null,null,null,null,null,null,null,null,null,null,null,null,null,null,null,null,null,null,null,null,null,null,null,null,null,null,null,null,null,{"$error":"#VALUE!"}]
[null,null,null,null,null,null,null,null,null,null,null,null,null,null,null,null,null,null,null,null,null,null,null,null,null,null,null,null,null,null,{"$error":"#VALUE!"}]
[null,null,null,null,null,null,null,null,null,null,null,null,null,null,null,null,null,null,null,null,null,null,null,null,null,null,null,null,null,null,{"$error":"#VALUE!"}]
[null,null,null,null,null,null,null,null,null,null,null,null,null,null,null,null,null,null,null,null,null,null,null,null,null,null,null,null,null,null,{"$error":"#VALUE!"}]
[null,null,null,null,null,null,null,null,null,null,null,null,null,null,null,null,null,null,null,null,null,null,null,null,null,null,null,null,null,null,{"$error":"#VALUE!"}]
[null,null,null,null,null,null,null,null,null,null,null,null,null,null,null,null,null,null,null,null,null,null,null,null,null,null,null,null,null,null,{"$error":"#VALUE!"}]
[null,null,null,null,null,null,null,null,null,null,null,null,null,null,null,null,null,null,null,null,null,null,null,null,null,null,null,null,null,null,{"$error":"#VALUE!"}]
[null,null,null,null,null,null,null,null,null,null,null,null,null,null,null,null,null,null,null,null,null,null,null,null,null,null,null,null,null,null,{"$error":"#VALUE!"}]
[null,null,null,null,null,null,null,null,null,null,null,null,null,null,null,null,null,null,null,null,null,null,null,null,null,null,null,null,null,null,{"$error":"#VALUE!"}]
[null,null,null,null,null,null,null,null,null,null,null,null,null,null,null,null,null,null,null,null,null,null,null,null,null,null,null,null,null,null,{"$error":"#VALUE!"}]
[null,null,null,null,null,null,null,null,null,null,null,null,null,null,null,null,null,null,null,null,null,null,null,null,null,null,null,null,null,null,{"$error":"#VALUE!"}]
[null,null,null,null,null,null,null,null,null,null,null,null,null,null,null,null,null,null,null,null,null,null,null,null,null,null,null,null,null,null,{"$error":"#VALUE!"}]
[null,null,null,null,null,null,null,null,null,null,null,null,null,null,null,null,null,null,null,null,null,null,null,null,null,null,null,null,null,null,{"$error":"#VALUE!"}]
[null,null,null,null,null,null,null,null,null,null,null,null,null,null,null,null,null,null,null,null,null,null,null,null,null,null,null,null,null,null,{"$error":"#VALUE!"}]
[null,null,null,null,null,null,null,null,null,null,null,null,null,null,null,null,null,null,null,null,null,null,null,null,null,null,null,null,null,null,{"$error":"#VALUE!"}]
[null,null,null,null,null,null,null,null,null,null,null,null,null,null,null,null,null,null,null,null,null,null,null,null,null,null,null,null,null,null,{"$error":"#VALUE!"}]
[null,null,null,null,null,null,null,null,null,null,null,null,null,null,null,null,null,null,null,null,null,null,null,null,null,null,null,null,null,null,{"$error":"#VALUE!"}]
[null,null,null,null,null,null,null,null,null,null,null,null,null,null,null,null,null,null,null,null,null,null,null,null,null,null,null,null,null,null,{"$error":"#VALUE!"}]
[null,null,null,null,null,null,null,null,null,null,null,null,null,null,null,null,null,null,null,null,null,null,null,null,null,null,null,null,null,null,{"$error":"#VALUE!"}]
[null,null,null,null,null,null,null,null,null,null,null,null,null,null,null,null,null,null,null,null,null,null,null,null,null,null,null,null,null,null,{"$error":"#VALUE!"}]
[null,null,null,null,null,null,null,null,null,null,null,null,null,null,null,null,null,null,null,null,null,null,null,null,null,null,null,null,null,null,{"$error":"#VALUE!"}]
[null,null,null,null,null,null,null,null,null,null,null,null,null,null,null,null,null,null,null,null,null,null,null,null,null,null,null,null,null,null,{"$error":"#VALUE!"}]
[null,null,null,null,null,null,null,null,null,null,null,null,null,null,null,null,null,null,null,null,null,null,null,null,null,null,null,null,null,null,{"$error":"#VALUE!"}]
[null,null,null,null,null,null,null,null,null,null,null,null,null,null,null,null,null,null,null,null,null,null,null,null,null,null,null,null,null,null,{"$error":"#VALUE!"}]
[null,null,null,null,null,null,null,null,null,null,null,null,null,null,null,null,null,null,null,null,null,null,null,null,null,null,null,null,null,null,{"$error":"#VALUE!"}]
[null,null,null,null,null,null,null,null,null,null,null,null,null,null,null,null,null,null,null,null,null,null,null,null,null,null,null,null,null,null,{"$error":"#VALUE!"}]
[null,null,null,null,null,null,null,null,null,null,null,null,null,null,null,null,null,null,null,null,null,null,null,null,null,null,null,null,null,null,{"$error":"#VALUE!"}]
[null,null,null,null,null,null,null,null,null,null,null,null,null,null,null,null,null,null,null,null,null,null,null,null,null,null,null,null,null,null,{"$error":"#VALUE!"}]
[null,null,null,null,null,null,null,null,null,null,null,null,null,null,null,null,null,null,null,null,null,null,null,null,null,null,null,null,null,null,{"$error":"#VALUE!"}]
[null,null,null,null,null,null,null,null,null,null,null,null,null,null,null,null,null,null,null,null,null,null,null,null,null,null,null,null,null,null,{"$error":"#VALUE!"}]
[null,null,null,null,null,null,null,null,null,null,null,null,null,null,null,null,null,null,null,null,null,null,null,null,null,null,null,null,null,null,{"$error":"#VALUE!"}]
[null,null,null,null,null,null,null,null,null,null,null,null,null,null,null,null,null,null,null,null,null,null,null,null,null,null,null,null,null,null,{"$error":"#VALUE!"}]
[null,null,null,null,null,null,null,null,null,null,null,null,null,null,null,null,null,null,null,null,null,null,null,null,null,null,null,null,null,null,{"$error":"#VALUE!"}]
[null,null,null,null,null,null,null,null,null,null,null,null,null,null,null,null,null,null,null,null,null,null,null,null,null,null,null,null,null,null,{"$error":"#VALUE!"}]
[null,null,null,null,null,null,null,null,null,null,null,null,null,null,null,null,null,null,null,null,null,null,null,null,null,null,null,null,null,null,{"$error":"#VALUE!"}]
[null,null,null,null,null,null,null,null,null,null,null,null,null,null,null,null,null,null,null,null,null,null,null,null,null,null,null,null,null,null,{"$error":"#VALUE!"}]
[null,null,null,null,null,null,null,null,null,null,null,null,null,null,null,null,null,null,null,null,null,null,null,null,null,null,null,null,null,null,{"$f":"IF((CODE(RIGHT(B120,1))>96),CONCATENATE(REPT(\"0\",6-LEN(B120)),B120),CONCATENATE(REPT(\"0\",5-LEN(B120)),B120))","v":{"$error":"#VALUE!"}}]
[null,null,null,null,null,null,null,null,null,null,null,null,null,null,null,null,null,null,null,null,null,null,null,null,null,null,null,null,null,null,{"$error":"#VALUE!"}]
[null,null,null,null,null,null,null,null,null,null,null,null,null,null,null,null,null,null,null,null,null,null,null,null,null,null,null,null,null,null,{"$error":"#VALUE!"}]
[null,null,null,null,null,null,null,null,null,null,null,null,null,null,null,null,null,null,null,null,null,null,null,null,null,null,null,null,null,null,{"$error":"#VALUE!"}]
[null,null,null,null,null,null,null,null,null,null,null,null,null,null,null,null,null,null,null,null,null,null,null,null,null,null,null,null,null,null,{"$error":"#VALUE!"}]
[null,null,null,null,null,null,null,null,null,null,null,null,null,null,null,null,null,null,null,null,null,null,null,null,null,null,null,null,null,null,{"$error":"#VALUE!"}]
[null,null,null,null,null,null,null,null,null,null,null,null,null,null,null,null,null,null,null,null,null,null,null,null,null,null,null,null,null,null,{"$error":"#VALUE!"}]
[null,null,null,null,null,null,null,null,null,null,null,null,null,null,null,null,null,null,null,null,null,null,null,null,null,null,null,null,null,null,{"$error":"#VALUE!"}]
[null,null,null,null,null,null,null,null,null,null,null,null,null,null,null,null,null,null,null,null,null,null,null,null,null,null,null,null,null,null,{"$error":"#VALUE!"}]
[null,null,null,null,null,null,null,null,null,null,null,null,null,null,null,null,null,null,null,null,null,null,null,null,null,null,null,null,null,null,{"$error":"#VALUE!"}]
[null,null,null,null,null,null,null,null,null,null,null,null,null,null,null,null,null,null,null,null,null,null,null,null,null,null,null,null,null,null,{"$error":"#VALUE!"}]
[null,null,null,null,null,null,null,null,null,null,null,null,null,null,null,null,null,null,null,null,null,null,null,null,null,null,null,null,null,null,{"$error":"#VALUE!"}]
[null,null,null,null,null,null,null,null,null,null,null,null,null,null,null,null,null,null,null,null,null,null,null,null,null,null,null,null,null,null,{"$error":"#VALUE!"}]
[null,null,null,null,null,null,null,null,null,null,null,null,null,null,null,null,null,null,null,null,null,null,null,null,null,null,null,null,null,null,{"$error":"#VALUE!"}]
[null,null,null,null,null,null,null,null,null,null,null,null,null,null,null,null,null,null,null,null,null,null,null,null,null,null,null,null,null,null,{"$error":"#VALUE!"}]
[null,null,null,null,null,null,null,null,null,null,null,null,null,null,null,null,null,null,null,null,null,null,null,null,null,null,null,null,null,null,{"$error":"#VALUE!"}]
[null,null,null,null,null,null,null,null,null,null,null,null,null,null,null,null,null,null,null,null,null,null,null,null,null,null,null,null,null,null,{"$error":"#VALUE!"}]
[null,null,null,null,null,null,null,null,null,null,null,null,null,null,null,null,null,null,null,null,null,null,null,null,null,null,null,null,null,null,{"$error":"#VALUE!"}]
[null,null,null,null,null,null,null,null,null,null,null,null,null,null,null,null,null,null,null,null,null,null,null,null,null,null,null,null,null,null,{"$error":"#VALUE!"}]
[null,null,null,null,null,null,null,null,null,null,null,null,null,null,null,null,null,null,null,null,null,null,null,null,null,null,null,null,null,null,{"$error":"#VALUE!"}]
[null,null,null,null,null,null,null,null,null,null,null,null,null,null,null,null,null,null,null,null,null,null,null,null,null,null,null,null,null,null,{"$error":"#VALUE!"}]
[null,null,null,null,null,null,null,null,null,null,null,null,null,null,null,null,null,null,null,null,null,null,null,null,null,null,null,null,null,null,{"$error":"#VALUE!"}]
[null,null,null,null,null,null,null,null,null,null,null,null,null,null,null,null,null,null,null,null,null,null,null,null,null,null,null,null,null,null,{"$error":"#VALUE!"}]
[null,null,null,null,null,null,null,null,null,null,null,null,null,null,null,null,null,null,null,null,null,null,null,null,null,null,null,null,null,null,{"$error":"#VALUE!"}]
[null,null,null,null,null,null,null,null,null,null,null,null,null,null,null,null,null,null,null,null,null,null,null,null,null,null,null,null,null,null,{"$error":"#VALUE!"}]
[null,null,null,null,null,null,null,null,null,null,null,null,null,null,null,null,null,null,null,null,null,null,null,null,null,null,null,null,null,null,{"$error":"#VALUE!"}]
[null,null,null,null,null,null,null,null,null,null,null,null,null,null,null,null,null,null,null,null,null,null,null,null,null,null,null,null,null,null,{"$error":"#VALUE!"}]
[null,null,null,null,null,null,null,null,null,null,null,null,null,null,null,null,null,null,null,null,null,null,null,null,null,null,null,null,null,null,{"$error":"#VALUE!"}]
[null,null,null,null,null,null,null,null,null,null,null,null,null,null,null,null,null,null,null,null,null,null,null,null,null,null,null,null,null,null,{"$error":"#VALUE!"}]
[null,null,null,null,null,null,null,null,null,null,null,null,null,null,null,null,null,null,null,null,null,null,null,null,null,null,null,null,null,null,{"$error":"#VALUE!"}]
[null,null,null,null,null,null,null,null,null,null,null,null,null,null,null,null,null,null,null,null,null,null,null,null,null,null,null,null,null,null,{"$error":"#VALUE!"}]
[null,null,null,null,null,null,null,null,null,null,null,null,null,null,null,null,null,null,null,null,null,null,null,null,null,null,null,null,null,null,{"$error":"#VALUE!"}]
[null,null,null,null,null,null,null,null,null,null,null,null,null,null,null,null,null,null,null,null,null,null,null,null,null,null,null,null,null,null,{"$error":"#VALUE!"}]
[null,null,null,null,null,null,null,null,null,null,null,null,null,null,null,null,null,null,null,null,null,null,null,null,null,null,null,null,null,null,{"$error":"#VALUE!"}]
[null,null,null,null,null,null,null,null,null,null,null,null,null,null,null,null,null,null,null,null,null,null,null,null,null,null,null,null,null,null,{"$error":"#VALUE!"}]
[null,null,null,null,null,null,null,null,null,null,null,null,null,null,null,null,null,null,null,null,null,null,null,null,null,null,null,null,null,null,{"$error":"#VALUE!"}]
[null,null,null,null,null,null,null,null,null,null,null,null,null,null,null,null,null,null,null,null,null,null,null,null,null,null,null,null,null,null,{"$error":"#VALUE!"}]
[null,null,null,null,null,null,null,null,null,null,null,null,null,null,null,null,null,null,null,null,null,null,null,null,null,null,null,null,null,null,{"$error":"#VALUE!"}]
[null,null,null,null,null,null,null,null,null,null,null,null,null,null,null,null,null,null,null,null,null,null,null,null,null,null,null,null,null,null,{"$error":"#VALUE!"}]
[null,null,null,null,null,null,null,null,null,null,null,null,null,null,null,null,null,null,null,null,null,null,null,null,null,null,null,null,null,null,{"$error":"#VALUE!"}]
[null,null,null,null,null,null,null,null,null,null,null,null,null,null,null,null,null,null,null,null,null,null,null,null,null,null,null,null,null,null,{"$error":"#VALUE!"}]
[null,null,null,null,null,null,null,null,null,null,null,null,null,null,null,null,null,null,null,null,null,null,null,null,null,null,null,null,null,null,{"$error":"#VALUE!"}]
[null,null,null,null,null,null,null,null,null,null,null,null,null,null,null,null,null,null,null,null,null,null,null,null,null,null,null,null,null,null,{"$error":"#VALUE!"}]
[null,null,null,null,null,null,null,null,null,null,null,null,null,null,null,null,null,null,null,null,null,null,null,null,null,null,null,null,null,null,{"$error":"#VALUE!"}]
[null,null,null,null,null,null,null,null,null,null,null,null,null,null,null,null,null,null,null,null,null,null,null,null,null,null,null,null,null,null,{"$error":"#VALUE!"}]
[null,null,null,null,null,null,null,null,null,null,null,null,null,null,null,null,null,null,null,null,null,null,null,null,null,null,null,null,null,null,{"$error":"#VALUE!"}]
[null,null,null,null,null,null,null,null,null,null,null,null,null,null,null,null,null,null,null,null,null,null,null,null,null,null,null,null,null,null,{"$error":"#VALUE!"}]
[null,null,null,null,null,null,null,null,null,null,null,null,null,null,null,null,null,null,null,null,null,null,null,null,null,null,null,null,null,null,{"$error":"#VALUE!"}]
[null,null,null,null,null,null,null,null,null,null,null,null,null,null,null,null,null,null,null,null,null,null,null,null,null,null,null,null,null,null,{"$error":"#VALUE!"}]
[null,null,null,null,null,null,null,null,null,null,null,null,null,null,null,null,null,null,null,null,null,null,null,null,null,null,null,null,null,null,{"$error":"#VALUE!"}]
[null,null,null,null,null,null,null,null,null,null,null,null,null,null,null,null,null,null,null,null,null,null,null,null,null,null,null,null,null,null,{"$error":"#VALUE!"}]
[null,null,null,null,null,null,null,null,null,null,null,null,null,null,null,null,null,null,null,null,null,null,null,null,null,null,null,null,null,null,{"$error":"#VALUE!"}]
[null,null,null,null,null,null,null,null,null,null,null,null,null,null,null,null,null,null,null,null,null,null,null,null,null,null,null,null,null,null,{"$error":"#VALUE!"}]
[null,null,null,null,null,null,null,null,null,null,null,null,null,null,null,null,null,null,null,null,null,null,null,null,null,null,null,null,null,null,{"$error":"#VALUE!"}]
[null,null,null,null,null,null,null,null,null,null,null,null,null,null,null,null,null,null,null,null,null,null,null,null,null,null,null,null,null,null,{"$error":"#VALUE!"}]
[null,null,null,null,null,null,null,null,null,null,null,null,null,null,null,null,null,null,null,null,null,null,null,null,null,null,null,null,null,null,{"$error":"#VALUE!"}]
[null,null,null,null,null,null,null,null,null,null,null,null,null,null,null,null,null,null,null,null,null,null,null,null,null,null,null,null,null,null,{"$error":"#VALUE!"}]
[null,null,null,null,null,null,null,null,null,null,null,null,null,null,null,null,null,null,null,null,null,null,null,null,null,null,null,null,null,null,{"$error":"#VALUE!"}]
[null,null,null,null,null,null,null,null,null,null,null,null,null,null,null,null,null,null,null,null,null,null,null,null,null,null,null,null,null,null,{"$error":"#VALUE!"}]
[null,null,null,null,null,null,null,null,null,null,null,null,null,null,null,null,null,null,null,null,null,null,null,null,null,null,null,null,null,null,{"$error":"#VALUE!"}]
[null,null,null,null,null,null,null,null,null,null,null,null,null,null,null,null,null,null,null,null,null,null,null,null,null,null,null,null,null,null,{"$error":"#VALUE!"}]
[null,null,null,null,null,null,null,null,null,null,null,null,null,null,null,null,null,null,null,null,null,null,null,null,null,null,null,null,null,null,{"$error":"#VALUE!"}]
[null,null,null,null,null,null,null,null,null,null,null,null,null,null,null,null,null,null,null,null,null,null,null,null,null,null,null,null,null,null,{"$error":"#VALUE!"}]
[null,null,null,null,null,null,null,null,null,null,null,null,null,null,null,null,null,null,null,null,null,null,null,null,null,null,null,null,null,null,{"$error":"#VALUE!"}]
[null,null,null,null,null,null,null,null,null,null,null,null,null,null,null,null,null,null,null,null,null,null,null,null,null,null,null,null,null,null,{"$f":"IF((CODE(RIGHT(B184,1))>96),CONCATENATE(REPT(\"0\",6-LEN(B184)),B184),CONCATENATE(REPT(\"0\",5-LEN(B184)),B184))","v":{"$error":"#VALUE!"}}]
[null,null,null,null,null,null,null,null,null,null,null,null,null,null,null,null,null,null,null,null,null,null,null,null,null,null,null,null,null,null,{"$error":"#VALUE!"}]
[null,null,null,null,null,null,null,null,null,null,null,null,null,null,null,null,null,null,null,null,null,null,null,null,null,null,null,null,null,null,{"$error":"#VALUE!"}]
[null,null,null,null,null,null,null,null,null,null,null,null,null,null,null,null,null,null,null,null,null,null,null,null,null,null,null,null,null,null,{"$error":"#VALUE!"}]
[null,null,null,null,null,null,null,null,null,null,null,null,null,null,null,null,null,null,null,null,null,null,null,null,null,null,null,null,null,null,{"$error":"#VALUE!"}]
[null,null,null,null,null,null,null,null,null,null,null,null,null,null,null,null,null,null,null,null,null,null,null,null,null,null,null,null,null,null,{"$error":"#VALUE!"}]
[null,null,null,null,null,null,null,null,null,null,null,null,null,null,null,null,null,null,null,null,null,null,null,null,null,null,null,null,null,null,{"$error":"#VALUE!"}]
[null,null,null,null,null,null,null,null,null,null,null,null,null,null,null,null,null,null,null,null,null,null,null,null,null,null,null,null,null,null,{"$error":"#VALUE!"}]
[null,null,null,null,null,null,null,null,null,null,null,null,null,null,null,null,null,null,null,null,null,null,null,null,null,null,null,null,null,null,{"$error":"#VALUE!"}]
[null,null,null,null,null,null,null,null,null,null,null,null,null,null,null,null,null,null,null,null,null,null,null,null,null,null,null,null,null,null,{"$error":"#VALUE!"}]
[null,null,null,null,null,null,null,null,null,null,null,null,null,null,null,null,null,null,null,null,null,null,null,null,null,null,null,null,null,null,{"$error":"#VALUE!"}]
[null,null,null,null,null,null,null,null,null,null,null,null,null,null,null,null,null,null,null,null,null,null,null,null,null,null,null,null,null,null,{"$error":"#VALUE!"}]
[null,null,null,null,null,null,null,null,null,null,null,null,null,null,null,null,null,null,null,null,null,null,null,null,null,null,null,null,null,null,{"$error":"#VALUE!"}]
[null,null,null,null,null,null,null,null,null,null,null,null,null,null,null,null,null,null,null,null,null,null,null,null,null,null,null,null,null,null,{"$error":"#VALUE!"}]
[null,null,null,null,null,null,null,null,null,null,null,null,null,null,null,null,null,null,null,null,null,null,null,null,null,null,null,null,null,null,{"$error":"#VALUE!"}]
[null,null,null,null,null,null,null,null,null,null,null,null,null,null,null,null,null,null,null,null,null,null,null,null,null,null,null,null,null,null,{"$error":"#VALUE!"}]
[null,null,null,null,null,null,null,null,null,null,null,null,null,null,null,null,null,null,null,null,null,null,null,null,null,null,null,null,null,null,{"$error":"#VALUE!"}]
[null,null,null,null,null,null,null,null,null,null,null,null,null,null,null,null,null,null,null,null,null,null,null,null,null,null,null,null,null,null,{"$error":"#VALUE!"}]
[null,null,null,null,null,null,null,null,null,null,null,null,null,null,null,null,null,null,null,null,null,null,null,null,null,null,null,null,null,null,{"$error":"#VALUE!"}]
[null,null,null,null,null,null,null,null,null,null,null,null,null,null,null,null,null,null,null,null,null,null,null,null,null,null,null,null,null,null,{"$error":"#VALUE!"}]
[null,null,null,null,null,null,null,null,null,null,null,null,null,null,null,null,null,null,null,null,null,null,null,null,null,null,null,null,null,null,{"$error":"#VALUE!"}]
[null,null,null,null,null,null,null,null,null,null,null,null,null,null,null,null,null,null,null,null,null,null,null,null,null,null,null,null,null,null,{"$error":"#VALUE!"}]
[null,null,null,null,null,null,null,null,null,null,null,null,null,null,null,null,null,null,null,null,null,null,null,null,null,null,null,null,null,null,{"$error":"#VALUE!"}]
[null,null,null,null,null,null,null,null,null,null,null,null,null,null,null,null,null,null,null,null,null,null,null,null,null,null,null,null,null,null,{"$error":"#VALUE!"}]
[null,null,null,null,null,null,null,null,null,null,null,null,null,null,null,null,null,null,null,null,null,null,null,null,null,null,null,null,null,null,{"$error":"#VALUE!"}]
[null,null,null,null,null,null,null,null,null,null,null,null,null,null,null,null,null,null,null,null,null,null,null,null,null,null,null,null,null,null,{"$error":"#VALUE!"}]
[null,null,null,null,null,null,null,null,null,null,null,null,null,null,null,null,null,null,null,null,null,null,null,null,null,null,null,null,null,null,{"$error":"#VALUE!"}]
[null,null,null,null,null,null,null,null,null,null,null,null,null,null,null,null,null,null,null,null,null,null,null,null,null,null,null,null,null,null,{"$error":"#VALUE!"}]
[null,null,null,null,null,null,null,null,null,null,null,null,null,null,null,null,null,null,null,null,null,null,null,null,null,null,null,null,null,null,{"$error":"#VALUE!"}]
[null,null,null,null,null,null,null,null,null,null,null,null,null,null,null,null,null,null,null,null,null,null,null,null,null,null,null,null,null,null,{"$error":"#VALUE!"}]
[null,null,null,null,null,null,null,null,null,null,null,null,null,null,null,null,null,null,null,null,null,null,null,null,null,null,null,null,null,null,{"$error":"#VALUE!"}]
[null,null,null,null,null,null,null,null,null,null,null,null,null,null,null,null,null,null,null,null,null,null,null,null,null,null,null,null,null,null,{"$error":"#VALUE!"}]
[null,null,null,null,null,null,null,null,null,null,null,null,null,null,null,null,null,null,null,null,null,null,null,null,null,null,null,null,null,null,{"$error":"#VALUE!"}]
[null,null,null,null,null,null,null,null,null,null,null,null,null,null,null,null,null,null,null,null,null,null,null,null,null,null,null,null,null,null,{"$error":"#VALUE!"}]
[null,null,null,null,null,null,null,null,null,null,null,null,null,null,null,null,null,null,null,null,null,null,null,null,null,null,null,null,null,null,{"$error":"#VALUE!"}]
[null,null,null,null,null,null,null,null,null,null,null,null,null,null,null,null,null,null,null,null,null,null,null,null,null,null,null,null,null,null,{"$error":"#VALUE!"}]
[null,null,null,null,null,null,null,null,null,null,null,null,null,null,null,null,null,null,null,null,null,null,null,null,null,null,null,null,null,null,{"$error":"#VALUE!"}]
[null,null,null,null,null,null,null,null,null,null,null,null,null,null,null,null,null,null,null,null,null,null,null,null,null,null,null,null,null,null,{"$error":"#VALUE!"}]
[null,null,null,null,null,null,null,null,null,null,null,null,null,null,null,null,null,null,null,null,null,null,null,null,null,null,null,null,null,null,{"$error":"#VALUE!"}]
[null,null,null,null,null,null,null,null,null,null,null,null,null,null,null,null,null,null,null,null,null,null,null,null,null,null,null,null,null,null,{"$error":"#VALUE!"}]
[null,null,null,null,null,null,null,null,null,null,null,null,null,null,null,null,null,null,null,null,null,null,null,null,null,null,null,null,null,null,{"$error":"#VALUE!"}]
[null,null,null,null,null,null,null,null,null,null,null,null,null,null,null,null,null,null,null,null,null,null,null,null,null,null,null,null,null,null,{"$error":"#VALUE!"}]
[null,null,null,null,null,null,null,null,null,null,null,null,null,null,null,null,null,null,null,null,null,null,null,null,null,null,null,null,null,null,{"$error":"#VALUE!"}]
[null,null,null,null,null,null,null,null,null,null,null,null,null,null,null,null,null,null,null,null,null,null,null,null,null,null,null,null,null,null,{"$error":"#VALUE!"}]
[null,null,null,null,null,null,null,null,null,null,null,null,null,null,null,null,null,null,null,null,null,null,null,null,null,null,null,null,null,null,{"$error":"#VALUE!"}]
[null,null,null,null,null,null,null,null,null,null,null,null,null,null,null,null,null,null,null,null,null,null,null,null,null,null,null,null,null,null,{"$error":"#VALUE!"}]
[null,null,null,null,null,null,null,null,null,null,null,null,null,null,null,null,null,null,null,null,null,null,null,null,null,null,null,null,null,null,{"$error":"#VALUE!"}]
[null,null,null,null,null,null,null,null,null,null,null,null,null,null,null,null,null,null,null,null,null,null,null,null,null,null,null,null,null,null,{"$error":"#VALUE!"}]
[null,null,null,null,null,null,null,null,null,null,null,null,null,null,null,null,null,null,null,null,null,null,null,null,null,null,null,null,null,null,{"$error":"#VALUE!"}]
[null,null,null,null,null,null,null,null,null,null,null,null,null,null,null,null,null,null,null,null,null,null,null,null,null,null,null,null,null,null,{"$error":"#VALUE!"}]
[null,null,null,null,null,null,null,null,null,null,null,null,null,null,null,null,null,null,null,null,null,null,null,null,null,null,null,null,null,null,{"$error":"#VALUE!"}]
[null,null,null,null,null,null,null,null,null,null,null,null,null,null,null,null,null,null,null,null,null,null,null,null,null,null,null,null,null,null,{"$error":"#VALUE!"}]
[null,null,null,null,null,null,null,null,null,null,null,null,null,null,null,null,null,null,null,null,null,null,null,null,null,null,null,null,null,null,{"$error":"#VALUE!"}]
[null,null,null,null,null,null,null,null,null,null,null,null,null,null,null,null,null,null,null,null,null,null,null,null,null,null,null,null,null,null,{"$error":"#VALUE!"}]
[null,null,null,null,null,null,null,null,null,null,null,null,null,null,null,null,null,null,null,null,null,null,null,null,null,null,null,null,null,null,{"$error":"#VALUE!"}]
[null,null,null,null,null,null,null,null,null,null,null,null,null,null,null,null,null,null,null,null,null,null,null,null,null,null,null,null,null,null,{"$error":"#VALUE!"}]
[null,null,null,null,null,null,null,null,null,null,null,null,null,null,null,null,null,null,null,null,null,null,null,null,null,null,null,null,null,null,{"$error":"#VALUE!"}]
[null,null,null,null,null,null,null,null,null,null,null,null,null,null,null,null,null,null,null,null,null,null,null,null,null,null,null,null,null,null,{"$error":"#VALUE!"}]
[null,null,null,null,null,null,null,null,null,null,null,null,null,null,null,null,null,null,null,null,null,null,null,null,null,null,null,null,null,null,{"$error":"#VALUE!"}]
[null,null,null,null,null,null,null,null,null,null,null,null,null,null,null,null,null,null,null,null,null,null,null,null,null,null,null,null,null,null,{"$error":"#VALUE!"}]
[null,null,null,null,null,null,null,null,null,null,null,null,null,null,null,null,null,null,null,null,null,null,null,null,null,null,null,null,null,null,{"$error":"#VALUE!"}]
[null,null,null,null,null,null,null,null,null,null,null,null,null,null,null,null,null,null,null,null,null,null,null,null,null,null,null,null,null,null,{"$error":"#VALUE!"}]
[null,null,null,null,null,null,null,null,null,null,null,null,null,null,null,null,null,null,null,null,null,null,null,null,null,null,null,null,null,null,{"$error":"#VALUE!"}]
[null,null,null,null,null,null,null,null,null,null,null,null,null,null,null,null,null,null,null,null,null,null,null,null,null,null,null,null,null,null,{"$error":"#VALUE!"}]
[null,null,null,null,null,null,null,null,null,null,null,null,null,null,null,null,null,null,null,null,null,null,null,null,null,null,null,null,null,null,{"$f":"IF((CODE(RIGHT(B248,1))>96),CONCATENATE(REPT(\"0\",6-LEN(B248)),B248),CONCATENATE(REPT(\"0\",5-LEN(B248)),B248))","v":{"$error":"#VALUE!"}}]
[null,null,null,null,null,null,null,null,null,null,null,null,null,null,null,null,null,null,null,null,null,null,null,null,null,null,null,null,null,null,{"$error":"#VALUE!"}]
[null,null,null,null,null,null,null,null,null,null,null,null,null,null,null,null,null,null,null,null,null,null,null,null,null,null,null,null,null,null,{"$error":"#VALUE!"}]
[null,null,null,null,null,null,null,null,null,null,null,null,null,null,null,null,null,null,null,null,null,null,null,null,null,null,null,null,null,null,{"$error":"#VALUE!"}]
[null,null,null,null,null,null,null,null,null,null,null,null,null,null,null,null,null,null,null,null,null,null,null,null,null,null,null,null,null,null,{"$error":"#VALUE!"}]
[null,null,null,null,null,null,null,null,null,null,null,null,null,null,null,null,null,null,null,null,null,null,null,null,null,null,null,null,null,null,{"$error":"#VALUE!"}]
[null,null,null,null,null,null,null,null,null,null,null,null,null,null,null,null,null,null,null,null,null,null,null,null,null,null,null,null,null,null,{"$error":"#VALUE!"}]
[null,null,null,null,null,null,null,null,null,null,null,null,null,null,null,null,null,null,null,null,null,null,null,null,null,null,null,null,null,null,{"$error":"#VALUE!"}]
[null,null,null,null,null,null,null,null,null,null,null,null,null,null,null,null,null,null,null,null,null,null,null,null,null,null,null,null,null,null,{"$error":"#VALUE!"}]
[null,null,null,null,null,null,null,null,null,null,null,null,null,null,null,null,null,null,null,null,null,null,null,null,null,null,null,null,null,null,{"$error":"#VALUE!"}]
[null,null,null,null,null,null,null,null,null,null,null,null,null,null,null,null,null,null,null,null,null,null,null,null,null,null,null,null,null,null,{"$error":"#VALUE!"}]
[null,null,null,null,null,null,null,null,null,null,null,null,null,null,null,null,null,null,null,null,null,null,null,null,null,null,null,null,null,null,{"$error":"#VALUE!"}]
[null,null,null,null,null,null,null,null,null,null,null,null,null,null,null,null,null,null,null,null,null,null,null,null,null,null,null,null,null,null,{"$error":"#VALUE!"}]
[null,null,null,null,null,null,null,null,null,null,null,null,null,null,null,null,null,null,null,null,null,null,null,null,null,null,null,null,null,null,{"$error":"#VALUE!"}]
[null,null,null,null,null,null,null,null,null,null,null,null,null,null,null,null,null,null,null,null,null,null,null,null,null,null,null,null,null,null,{"$error":"#VALUE!"}]
[null,null,null,null,null,null,null,null,null,null,null,null,null,null,null,null,null,null,null,null,null,null,null,null,null,null,null,null,null,null,{"$error":"#VALUE!"}]
[null,null,null,null,null,null,null,null,null,null,null,null,null,null,null,null,null,null,null,null,null,null,null,null,null,null,null,null,null,null,{"$error":"#VALUE!"}]
[null,null,null,null,null,null,null,null,null,null,null,null,null,null,null,null,null,null,null,null,null,null,null,null,null,null,null,null,null,null,{"$error":"#VALUE!"}]
[null,null,null,null,null,null,null,null,null,null,null,null,null,null,null,null,null,null,null,null,null,null,null,null,null,null,null,null,null,null,{"$error":"#VALUE!"}]
[null,null,null,null,null,null,null,null,null,null,null,null,null,null,null,null,null,null,null,null,null,null,null,null,null,null,null,null,null,null,{"$error":"#VALUE!"}]
[null,null,null,null,null,null,null,null,null,null,null,null,null,null,null,null,null,null,null,null,null,null,null,null,null,null,null,null,null,null,{"$error":"#VALUE!"}]
[null,null,null,null,null,null,null,null,null,null,null,null,null,null,null,null,null,null,null,null,null,null,null,null,null,null,null,null,null,null,{"$error":"#VALUE!"}]
[null,null,null,null,null,null,null,null,null,null,null,null,null,null,null,null,null,null,null,null,null,null,null,null,null,null,null,null,null,null,{"$error":"#VALUE!"}]
[null,null,null,null,null,null,null,null,null,null,null,null,null,null,null,null,null,null,null,null,null,null,null,null,null,null,null,null,null,null,{"$error":"#VALUE!"}]
[null,null,null,null,null,null,null,null,null,null,null,null,null,null,null,null,null,null,null,null,null,null,null,null,null,null,null,null,null,null,{"$error":"#VALUE!"}]
[null,null,null,null,null,null,null,null,null,null,null,null,null,null,null,null,null,null,null,null,null,null,null,null,null,null,null,null,null,null,{"$error":"#VALUE!"}]
[null,null,null,null,null,null,null,null,null,null,null,null,null,null,null,null,null,null,null,null,null,null,null,null,null,null,null,null,null,null,{"$error":"#VALUE!"}]
[null,null,null,null,null,null,null,null,null,null,null,null,null,null,null,null,null,null,null,null,null,null,null,null,null,null,null,null,null,null,{"$error":"#VALUE!"}]
[null,null,null,null,null,null,null,null,null,null,null,null,null,null,null,null,null,null,null,null,null,null,null,null,null,null,null,null,null,null,{"$error":"#VALUE!"}]
[null,null,null,null,null,null,null,null,null,null,null,null,null,null,null,null,null,null,null,null,null,null,null,null,null,null,null,null,null,null,{"$error":"#VALUE!"}]
[null,null,null,null,null,null,null,null,null,null,null,null,null,null,null,null,null,null,null,null,null,null,null,null,null,null,null,null,null,null,{"$error":"#VALUE!"}]
[null,null,null,null,null,null,null,null,null,null,null,null,null,null,null,null,null,null,null,null,null,null,null,null,null,null,null,null,null,null,{"$error":"#VALUE!"}]
[null,null,null,null,null,null,null,null,null,null,null,null,null,null,null,null,null,null,null,null,null,null,null,null,null,null,null,null,null,null,{"$error":"#VALUE!"}]
[null,null,null,null,null,null,null,null,null,null,null,null,null,null,null,null,null,null,null,null,null,null,null,null,null,null,null,null,null,null,{"$error":"#VALUE!"}]
[null,null,null,null,null,null,null,null,null,null,null,null,null,null,null,null,null,null,null,null,null,null,null,null,null,null,null,null,null,null,{"$error":"#VALUE!"}]
[null,null,null,null,null,null,null,null,null,null,null,null,null,null,null,null,null,null,null,null,null,null,null,null,null,null,null,null,null,null,{"$error":"#VALUE!"}]
[null,null,null,null,null,null,null,null,null,null,null,null,null,null,null,null,null,null,null,null,null,null,null,null,null,null,null,null,null,null,{"$error":"#VALUE!"}]
[null,null,null,null,null,null,null,null,null,null,null,null,null,null,null,null,null,null,null,null,null,null,null,null,null,null,null,null,null,null,{"$error":"#VALUE!"}]
[null,null,null,null,null,null,null,null,null,null,null,null,null,null,null,null,null,null,null,null,null,null,null,null,null,null,null,null,null,null,{"$error":"#VALUE!"}]
[null,null,null,null,null,null,null,null,null,null,null,null,null,null,null,null,null,null,null,null,null,null,null,null,null,null,null,null,null,null,{"$error":"#VALUE!"}]
[null,null,null,null,null,null,null,null,null,null,null,null,null,null,null,null,null,null,null,null,null,null,null,null,null,null,null,null,null,null,{"$error":"#VALUE!"}]
[null,null,null,null,null,null,null,null,null,null,null,null,null,null,null,null,null,null,null,null,null,null,null,null,null,null,null,null,null,null,{"$error":"#VALUE!"}]
[null,null,null,null,null,null,null,null,null,null,null,null,null,null,null,null,null,null,null,null,null,null,null,null,null,null,null,null,null,null,{"$error":"#VALUE!"}]
[null,null,null,null,null,null,null,null,null,null,null,null,null,null,null,null,null,null,null,null,null,null,null,null,null,null,null,null,null,null,{"$error":"#VALUE!"}]
[null,null,null,null,null,null,null,null,null,null,null,null,null,null,null,null,null,null,null,null,null,null,null,null,null,null,null,null,null,null,{"$error":"#VALUE!"}]
[null,null,null,null,null,null,null,null,null,null,null,null,null,null,null,null,null,null,null,null,null,null,null,null,null,null,null,null,null,null,{"$error":"#VALUE!"}]
[null,null,null,null,null,null,null,null,null,null,null,null,null,null,null,null,null,null,null,null,null,null,null,null,null,null,null,null,null,null,{"$error":"#VALUE!"}]
[null,null,null,null,null,null,null,null,null,null,null,null,null,null,null,null,null,null,null,null,null,null,null,null,null,null,null,null,null,null,{"$error":"#VALUE!"}]
[null,null,null,null,null,null,null,null,null,null,null,null,null,null,null,null,null,null,null,null,null,null,null,null,null,null,null,null,null,null,{"$error":"#VALUE!"}]
[null,null,null,null,null,null,null,null,null,null,null,null,null,null,null,null,null,null,null,null,null,null,null,null,null,null,null,null,null,null,{"$error":"#VALUE!"}]
[null,null,null,null,null,null,null,null,null,null,null,null,null,null,null,null,null,null,null,null,null,null,null,null,null,null,null,null,null,null,{"$error":"#VALUE!"}]
[null,null,null,null,null,null,null,null,null,null,null,null,null,null,null,null,null,null,null,null,null,null,null,null,null,null,null,null,null,null,{"$error":"#VALUE!"}]
[null,null,null,null,null,null,null,null,null,null,null,null,null,null,null,null,null,null,null,null,null,null,null,null,null,null,null,null,null,null,{"$error":"#VALUE!"}]
[null,null,null,null,null,null,null,null,null,null,null,null,null,null,null,null,null,null,null,null,null,null,null,null,null,null,null,null,null,null,{"$error":"#VALUE!"}]
[null,null,null,null,null,null,null,null,null,null,null,null,null,null,null,null,null,null,null,null,null,null,null,null,null,null,null,null,null,null,{"$error":"#VALUE!"}]
[null,null,null,null,null,null,null,null,null,null,null,null,null,null,null,null,null,null,null,null,null,null,null,null,null,null,null,null,null,null,{"$error":"#VALUE!"}]
[null,null,null,null,null,null,null,null,null,null,null,null,null,null,null,null,null,null,null,null,null,null,null,null,null,null,null,null,null,null,{"$error":"#VALUE!"}]
[null,null,null,null,null,null,null,null,null,null,null,null,null,null,null,null,null,null,null,null,null,null,null,null,null,null,null,null,null,null,{"$error":"#VALUE!"}]
[null,null,null,null,null,null,null,null,null,null,null,null,null,null,null,null,null,null,null,null,null,null,null,null,null,null,null,null,null,null,{"$error":"#VALUE!"}]
[null,null,null,null,null,null,null,null,null,null,null,null,null,null,null,null,null,null,null,null,null,null,null,null,null,null,null,null,null,null,{"$error":"#VALUE!"}]
[null,null,null,null,null,null,null,null,null,null,null,null,null,null,null,null,null,null,null,null,null,null,null,null,null,null,null,null,null,null,{"$error":"#VALUE!"}]
[null,null,null,null,null,null,null,null,null,null,null,null,null,null,null,null,null,null,null,null,null,null,null,null,null,null,null,null,null,null,{"$error":"#VALUE!"}]
[null,null,null,null,null,null,null,null,null,null,null,null,null,null,null,null,null,null,null,null,null,null,null,null,null,null,null,null,null,null,{"$error":"#VALUE!"}]
[null,null,null,null,null,null,null,null,null,null,null,null,null,null,null,null,null,null,null,null,null,null,null,null,null,null,null,null,null,null,{"$error":"#VALUE!"}]
[null,null,null,null,null,null,null,null,null,null,null,null,null,null,null,null,null,null,null,null,null,null,null,null,null,null,null,null,null,null,{"$f":"IF((CODE(RIGHT(B312,1))>96),CONCATENATE(REPT(\"0\",6-LEN(B312)),B312),CONCATENATE(REPT(\"0\",5-LEN(B312)),B312))","v":{"$error":"#VALUE!"}}]
[null,null,null,null,null,null,null,null,null,null,null,null,null,null,null,null,null,null,null,null,null,null,null,null,null,null,null,null,null,null,{"$error":"#VALUE!"}]
[null,null,null,null,null,null,null,null,null,null,null,null,null,null,null,null,null,null,null,null,null,null,null,null,null,null,null,null,null,null,{"$error":"#VALUE!"}]
[null,null,null,null,null,null,null,null,null,null,null,null,null,null,null,null,null,null,null,null,null,null,null,null,null,null,null,null,null,null,{"$error":"#VALUE!"}]
[null,null,null,null,null,null,null,null,null,null,null,null,null,null,null,null,null,null,null,null,null,null,null,null,null,null,null,null,null,null,{"$error":"#VALUE!"}]
[null,null,null,null,null,null,null,null,null,null,null,null,null,null,null,null,null,null,null,null,null,null,null,null,null,null,null,null,null,null,{"$error":"#VALUE!"}]
[null,null,null,null,null,null,null,null,null,null,null,null,null,null,null,null,null,null,null,null,null,null,null,null,null,null,null,null,null,null,{"$error":"#VALUE!"}]
[null,null,null,null,null,null,null,null,null,null,null,null,null,null,null,null,null,null,null,null,null,null,null,null,null,null,null,null,null,null,{"$error":"#VALUE!"}]
[null,null,null,null,null,null,null,null,null,null,null,null,null,null,null,null,null,null,null,null,null,null,null,null,null,null,null,null,null,null,{"$error":"#VALUE!"}]
[null,null,null,null,null,null,null,null,null,null,null,null,null,null,null,null,null,null,null,null,null,null,null,null,null,null,null,null,null,null,{"$error":"#VALUE!"}]
[null,null,null,null,null,null,null,null,null,null,null,null,null,null,null,null,null,null,null,null,null,null,null,null,null,null,null,null,null,null,{"$error":"#VALUE!"}]
[null,null,null,null,null,null,null,null,null,null,null,null,null,null,null,null,null,null,null,null,null,null,null,null,null,null,null,null,null,null,{"$error":"#VALUE!"}]
[null,null,null,null,null,null,null,null,null,null,null,null,null,null,null,null,null,null,null,null,null,null,null,null,null,null,null,null,null,null,{"$error":"#VALUE!"}]
[null,null,null,null,null,null,null,null,null,null,null,null,null,null,null,null,null,null,null,null,null,null,null,null,null,null,null,null,null,null,{"$error":"#VALUE!"}]
[null,null,null,null,null,null,null,null,null,null,null,null,null,null,null,null,null,null,null,null,null,null,null,null,null,null,null,null,null,null,{"$error":"#VALUE!"}]
[null,null,null,null,null,null,null,null,null,null,null,null,null,null,null,null,null,null,null,null,null,null,null,null,null,null,null,null,null,null,{"$error":"#VALUE!"}]
[null,null,null,null,null,null,null,null,null,null,null,null,null,null,null,null,null,null,null,null,null,null,null,null,null,null,null,null,null,null,{"$error":"#VALUE!"}]
[null,null,null,null,null,null,null,null,null,null,null,null,null,null,null,null,null,null,null,null,null,null,null,null,null,null,null,null,null,null,{"$error":"#VALUE!"}]
[null,null,null,null,null,null,null,null,null,null,null,null,null,null,null,null,null,null,null,null,null,null,null,null,null,null,null,null,null,null,{"$error":"#VALUE!"}]
[null,null,null,null,null,null,null,null,null,null,null,null,null,null,null,null,null,null,null,null,null,null,null,null,null,null,null,null,null,null,{"$error":"#VALUE!"}]
[null,null,null,null,null,null,null,null,null,null,null,null,null,null,null,null,null,null,null,null,null,null,null,null,null,null,null,null,null,null,{"$error":"#VALUE!"}]
[null,null,null,null,null,null,null,null,null,null,null,null,null,null,null,null,null,null,null,null,null,null,null,null,null,null,null,null,null,null,{"$error":"#VALUE!"}]
[null,null,null,null,null,null,null,null,null,null,null,null,null,null,null,null,null,null,null,null,null,null,null,null,null,null,null,null,null,null,{"$error":"#VALUE!"}]
[null,null,null,null,null,null,null,null,null,null,null,null,null,null,null,null,null,null,null,null,null,null,null,null,null,null,null,null,null,null,{"$error":"#VALUE!"}]
[null,null,null,null,null,null,null,null,null,null,null,null,null,null,null,null,null,null,null,null,null,null,null,null,null,null,null,null,null,null,{"$error":"#VALUE!"}]
[null,null,null,null,null,null,null,null,null,null,null,null,null,null,null,null,null,null,null,null,null,null,null,null,null,null,null,null,null,null,{"$error":"#VALUE!"}]
[null,null,null,null,null,null,null,null,null,null,null,null,null,null,null,null,null,null,null,null,null,null,null,null,null,null,null,null,null,null,{"$error":"#VALUE!"}]
[null,null,null,null,null,null,null,null,null,null,null,null,null,null,null,null,null,null,null,null,null,null,null,null,null,null,null,null,null,null,{"$error":"#VALUE!"}]
[null,null,null,null,null,null,null,null,null,null,null,null,null,null,null,null,null,null,null,null,null,null,null,null,null,null,null,null,null,null,{"$error":"#VALUE!"}]
[null,null,null,null,null,null,null,null,null,null,null,null,null,null,null,null,null,null,null,null,null,null,null,null,null,null,null,null,null,null,{"$error":"#VALUE!"}]
[null,null,null,null,null,null,null,null,null,null,null,null,null,null,null,null,null,null,null,null,null,null,null,null,null,null,null,null,null,null,{"$error":"#VALUE!"}]
[null,null,null,null,null,null,null,null,null,null,null,null,null,null,null,null,null,null,null,null,null,null,null,null,null,null,null,null,null,null,{"$error":"#VALUE!"}]
[null,null,null,null,null,null,null,null,null,null,null,null,null,null,null,null,null,null,null,null,null,null,null,null,null,null,null,null,null,null,{"$error":"#VALUE!"}]
[null,null,null,null,null,null,null,null,null,null,null,null,null,null,null,null,null,null,null,null,null,null,null,null,null,null,null,null,null,null,{"$error":"#VALUE!"}]
[null,null,null,null,null,null,null,null,null,null,null,null,null,null,null,null,null,null,null,null,null,null,null,null,null,null,null,null,null,null,{"$error":"#VALUE!"}]
[null,null,null,null,null,null,null,null,null,null,null,null,null,null,null,null,null,null,null,null,null,null,null,null,null,null,null,null,null,null,{"$error":"#VALUE!"}]
[null,null,null,null,null,null,null,null,null,null,null,null,null,null,null,null,null,null,null,null,null,null,null,null,null,null,null,null,null,null,{"$error":"#VALUE!"}]
[null,null,null,null,null,null,null,null,null,null,null,null,null,null,null,null,null,null,null,null,null,null,null,null,null,null,null,null,null,null,{"$error":"#VALUE!"}]
[null,null,null,null,null,null,null,null,null,null,null,null,null,null,null,null,null,null,null,null,null,null,null,null,null,null,null,null,null,null,{"$error":"#VALUE!"}]
[null,null,null,null,null,null,null,null,null,null,null,null,null,null,null,null,null,null,null,null,null,null,null,null,null,null,null,null,null,null,{"$error":"#VALUE!"}]
[null,null,null,null,null,null,null,null,null,null,null,null,null,null,null,null,null,null,null,null,null,null,null,null,null,null,null,null,null,null,{"$error":"#VALUE!"}]
[null,null,null,null,null,null,null,null,null,null,null,null,null,null,null,null,null,null,null,null,null,null,null,null,null,null,null,null,null,null,{"$error":"#VALUE!"}]
[null,null,null,null,null,null,null,null,null,null,null,null,null,null,null,null,null,null,null,null,null,null,null,null,null,null,null,null,null,null,{"$error":"#VALUE!"}]
[null,null,null,null,null,null,null,null,null,null,null,null,null,null,null,null,null,null,null,null,null,null,null,null,null,null,null,null,null,null,{"$error":"#VALUE!"}]
[null,null,null,null,null,null,null,null,null,null,null,null,null,null,null,null,null,null,null,null,null,null,null,null,null,null,null,null,null,null,{"$error":"#VALUE!"}]
[null,null,null,null,null,null,null,null,null,null,null,null,null,null,null,null,null,null,null,null,null,null,null,null,null,null,null,null,null,null,{"$error":"#VALUE!"}]
[null,null,null,null,null,null,null,null,null,null,null,null,null,null,null,null,null,null,null,null,null,null,null,null,null,null,null,null,null,null,{"$error":"#VALUE!"}]
[null,null,null,null,null,null,null,null,null,null,null,null,null,null,null,null,null,null,null,null,null,null,null,null,null,null,null,null,null,null,{"$error":"#VALUE!"}]
[null,null,null,null,null,null,null,null,null,null,null,null,null,null,null,null,null,null,null,null,null,null,null,null,null,null,null,null,null,null,{"$error":"#VALUE!"}]
[null,null,null,null,null,null,null,null,null,null,null,null,null,null,null,null,null,null,null,null,null,null,null,null,null,null,null,null,null,null,{"$error":"#VALUE!"}]
[null,null,null,null,null,null,null,null,null,null,null,null,null,null,null,null,null,null,null,null,null,null,null,null,null,null,null,null,null,null,{"$error":"#VALUE!"}]
[null,null,null,null,null,null,null,null,null,null,null,null,null,null,null,null,null,null,null,null,null,null,null,null,null,null,null,null,null,null,{"$error":"#VALUE!"}]
[null,null,null,null,null,null,null,null,null,null,null,null,null,null,null,null,null,null,null,null,null,null,null,null,null,null,null,null,null,null,{"$error":"#VALUE!"}]
[null,null,null,null,null,null,null,null,null,null,null,null,null,null,null,null,null,null,null,null,null,null,null,null,null,null,null,null,null,null,{"$error":"#VALUE!"}]
[null,null,null,null,null,null,null,null,null,null,null,null,null,null,null,null,null,null,null,null,null,null,null,null,null,null,null,null,null,null,{"$error":"#VALUE!"}]
[null,null,null,null,null,null,null,null,null,null,null,null,null,null,null,null,null,null,null,null,null,null,null,null,null,null,null,null,null,null,{"$error":"#VALUE!"}]
[null,null,null,null,null,null,null,null,null,null,null,null,null,null,null,null,null,null,null,null,null,null,null,null,null,null,null,null,null,null,{"$error":"#VALUE!"}]
[null,null,null,null,null,null,null,null,null,null,null,null,null,null,null,null,null,null,null,null,null,null,null,null,null,null,null,null,null,null,{"$error":"#VALUE!"}]
[null,null,null,null,null,null,null,null,null,null,null,null,null,null,null,null,null,null,null,null,null,null,null,null,null,null,null,null,null,null,{"$error":"#VALUE!"}]
[null,null,null,null,null,null,null,null,null,null,null,null,null,null,null,null,null,null,null,null,null,null,null,null,null,null,null,null,null,null,{"$error":"#VALUE!"}]
[null,null,null,null,null,null,null,null,null,null,null,null,null,null,null,null,null,null,null,null,null,null,null,null,null,null,null,null,null,null,{"$error":"#VALUE!"}]
[null,null,null,null,null,null,null,null,null,null,null,null,null,null,null,null,null,null,null,null,null,null,null,null,null,null,null,null,null,null,{"$error":"#VALUE!"}]
[null,null,null,null,null,null,null,null,null,null,null,null,null,null,null,null,null,null,null,null,null,null,null,null,null,null,null,null,null,null,{"$error":"#VALUE!"}]
[null,null,null,null,null,null,null,null,null,null,null,null,null,null,null,null,null,null,null,null,null,null,null,null,null,null,null,null,null,null,{"$error":"#VALUE!"}]
[null,null,null,null,null,null,null,null,null,null,null,null,null,null,null,null,null,null,null,null,null,null,null,null,null,null,null,null,null,null,{"$f":"IF((CODE(RIGHT(B376,1))>96),CONCATENATE(REPT(\"0\",6-LEN(B376)),B376),CONCATENATE(REPT(\"0\",5-LEN(B376)),B376))","v":{"$error":"#VALUE!"}}]
[null,null,null,null,null,null,null,null,null,null,null,null,null,null,null,null,null,null,null,null,null,null,null,null,null,null,null,null,null,null,{"$error":"#VALUE!"}]
[null,null,null,null,null,null,null,null,null,null,null,null,null,null,null,null,null,null,null,null,null,null,null,null,null,null,null,null,null,null,{"$error":"#VALUE!"}]
[null,null,null,null,null,null,null,null,null,null,null,null,null,null,null,null,null,null,null,null,null,null,null,null,null,null,null,null,null,null,{"$error":"#VALUE!"}]
[null,null,null,null,null,null,null,null,null,null,null,null,null,null,null,null,null,null,null,null,null,null,null,null,null,null,null,null,null,null,{"$error":"#VALUE!"}]
[null,null,null,null,null,null,null,null,null,null,null,null,null,null,null,null,null,null,null,null,null,null,null,null,null,null,null,null,null,null,{"$error":"#VALUE!"}]
[null,null,null,null,null,null,null,null,null,null,null,null,null,null,null,null,null,null,null,null,null,null,null,null,null,null,null,null,null,null,{"$error":"#VALUE!"}]
[null,null,null,null,null,null,null,null,null,null,null,null,null,null,null,null,null,null,null,null,null,null,null,null,null,null,null,null,null,null,{"$error":"#VALUE!"}]
[null,null,null,null,null,null,null,null,null,null,null,null,null,null,null,null,null,null,null,null,null,null,null,null,null,null,null,null,null,null,{"$error":"#VALUE!"}]
[null,null,null,null,null,null,null,null,null,null,null,null,null,null,null,null,null,null,null,null,null,null,null,null,null,null,null,null,null,null,{"$error":"#VALUE!"}]
[null,null,null,null,null,null,null,null,null,null,null,null,null,null,null,null,null,null,null,null,null,null,null,null,null,null,null,null,null,null,{"$error":"#VALUE!"}]
[null,null,null,null,null,null,null,null,null,null,null,null,null,null,null,null,null,null,null,null,null,null,null,null,null,null,null,null,null,null,{"$error":"#VALUE!"}]
[null,null,null,null,null,null,null,null,null,null,null,null,null,null,null,null,null,null,null,null,null,null,null,null,null,null,null,null,null,null,{"$error":"#VALUE!"}]
[null,null,null,null,null,null,null,null,null,null,null,null,null,null,null,null,null,null,null,null,null,null,null,null,null,null,null,null,null,null,{"$error":"#VALUE!"}]
[null,null,null,null,null,null,null,null,null,null,null,null,null,null,null,null,null,null,null,null,null,null,null,null,null,null,null,null,null,null,{"$error":"#VALUE!"}]
[null,null,null,null,null,null,null,null,null,null,null,null,null,null,null,null,null,null,null,null,null,null,null,null,null,null,null,null,null,null,{"$error":"#VALUE!"}]
[null,null,null,null,null,null,null,null,null,null,null,null,null,null,null,null,null,null,null,null,null,null,null,null,null,null,null,null,null,null,{"$error":"#VALUE!"}]
[null,null,null,null,null,null,null,null,null,null,null,null,null,null,null,null,null,null,null,null,null,null,null,null,null,null,null,null,null,null,{"$error":"#VALUE!"}]
[null,null,null,null,null,null,null,null,null,null,null,null,null,null,null,null,null,null,null,null,null,null,null,null,null,null,null,null,null,null,{"$error":"#VALUE!"}]
[null,null,null,null,null,null,null,null,null,null,null,null,null,null,null,null,null,null,null,null,null,null,null,null,null,null,null,null,null,null,{"$error":"#VALUE!"}]
[null,null,null,null,null,null,null,null,null,null,null,null,null,null,null,null,null,null,null,null,null,null,null,null,null,null,null,null,null,null,{"$error":"#VALUE!"}]
[null,null,null,null,null,null,null,null,null,null,null,null,null,null,null,null,null,null,null,null,null,null,null,null,null,null,null,null,null,null,{"$error":"#VALUE!"}]
[null,null,null,null,null,null,null,null,null,null,null,null,null,null,null,null,null,null,null,null,null,null,null,null,null,null,null,null,null,null,{"$error":"#VALUE!"}]
[null,null,null,null,null,null,null,null,null,null,null,null,null,null,null,null,null,null,null,null,null,null,null,null,null,null,null,null,null,null,{"$error":"#VALUE!"}]
[null,null,null,null,null,null,null,null,null,null,null,null,null,null,null,null,null,null,null,null,null,null,null,null,null,null,null,null,null,null,{"$error":"#VALUE!"}]
[null,null,null,null,null,null,null,null,null,null,null,null,null,null,null,null,null,null,null,null,null,null,null,null,null,null,null,null,null,null,{"$error":"#VALUE!"}]
[null,null,null,null,null,null,null,null,null,null,null,null,null,null,null,null,null,null,null,null,null,null,null,null,null,null,null,null,null,null,{"$error":"#VALUE!"}]
[null,null,null,null,null,null,null,null,null,null,null,null,null,null,null,null,null,null,null,null,null,null,null,null,null,null,null,null,null,null,{"$error":"#VALUE!"}]
[null,null,null,null,null,null,null,null,null,null,null,null,null,null,null,null,null,null,null,null,null,null,null,null,null,null,null,null,null,null,{"$error":"#VALUE!"}]
[null,null,null,null,null,null,null,null,null,null,null,null,null,null,null,null,null,null,null,null,null,null,null,null,null,null,null,null,null,null,{"$error":"#VALUE!"}]
[null,null,null,null,null,null,null,null,null,null,null,null,null,null,null,null,null,null,null,null,null,null,null,null,null,null,null,null,null,null,{"$error":"#VALUE!"}]
[null,null,null,null,null,null,null,null,null,null,null,null,null,null,null,null,null,null,null,null,null,null,null,null,null,null,null,null,null,null,{"$error":"#VALUE!"}]
[null,null,null,null,null,null,null,null,null,null,null,null,null,null,null,null,null,null,null,null,null,null,null,null,null,null,null,null,null,null,{"$error":"#VALUE!"}]
[null,null,null,null,null,null,null,null,null,null,null,null,null,null,null,null,null,null,null,null,null,null,null,null,null,null,null,null,null,null,{"$error":"#VALUE!"}]
[null,null,null,null,null,null,null,null,null,null,null,null,null,null,null,null,null,null,null,null,null,null,null,null,null,null,null,null,null,null,{"$error":"#VALUE!"}]
[null,null,null,null,null,null,null,null,null,null,null,null,null,null,null,null,null,null,null,null,null,null,null,null,null,null,null,null,null,null,{"$error":"#VALUE!"}]
[null,null,null,null,null,null,null,null,null,null,null,null,null,null,null,null,null,null,null,null,null,null,null,null,null,null,null,null,null,null,{"$error":"#VALUE!"}]
[null,null,null,null,null,null,null,null,null,null,null,null,null,null,null,null,null,null,null,null,null,null,null,null,null,null,null,null,null,null,{"$error":"#VALUE!"}]
[null,null,null,null,null,null,null,null,null,null,null,null,null,null,null,null,null,null,null,null,null,null,null,null,null,null,null,null,null,null,{"$error":"#VALUE!"}]
[null,null,null,null,null,null,null,null,null,null,null,null,null,null,null,null,null,null,null,null,null,null,null,null,null,null,null,null,null,null,{"$error":"#VALUE!"}]
[null,null,null,null,null,null,null,null,null,null,null,null,null,null,null,null,null,null,null,null,null,null,null,null,null,null,null,null,null,null,{"$error":"#VALUE!"}]
[null,null,null,null,null,null,null,null,null,null,null,null,null,null,null,null,null,null,null,null,null,null,null,null,null,null,null,null,null,null,{"$error":"#VALUE!"}]

{"sheet":"SPARE PARTS_BACK ORDER","index":5,"n_rows":435,"n_cols":33,"rows_kept":435,"cut":false,"hidden":false,"merged":[[11,0,11,1],[0,0,1,9],[2,0,2,1],[4,7,6,11],[8,0,8,1],[10,0,10,1]]}
["ORDER LIST MAIN ITEMS TOBOLSK 49433"]
[]
["CUSTOMER",null,"UOP TOBOLSK",null,null,null,null,null,"  DELIVERY DATE","2011-05-27",null,"START PRODUCTION DATE:",null,null,null,null,"2011-03-18"]
[]
[null,null,null,null,null,null,null,"ORDER LIST : SPARE PARTS BACK ORDER"]
[]
[]
[]
["UNIT TYPE",null,{"$f":"'MAIN ITEMS'!C9","v":"160V-S (Refrigeration Unit Regal)"},null,null,null,null,null,"  REVISION",{"$f":"'MAIN ITEMS'!I9","v":0},null,"START MOUNTING DATE:",null,null,null,null,{"$f":"'MAIN ITEMS'!P10","v":"2024-11-01"},null,null,null,null,null,null,null,null,null,null,null,null,null,"$"]
[null,null,{"$f":"'MAIN ITEMS'!C10","v":0},null,null,null,null,null,null,{"$f":"'MAIN ITEMS'!I10","v":0},null,"FINAL INSPECTION DATE:",null,null,null,null,"4/31/2023"]
["CUSTOMER REF.",null,{"$f":"'MAIN ITEMS'!C11","v":"PETRO ELECTRIC / Refrigeration Package"},null,null,null,null,null,"  QUANTITY",{"$f":"'MAIN ITEMS'!I11","v":2},null,"ORDER LIST LAST REVISION",null,null,null,"13:00:PM","2016-03-17"]
["MAYEKAWA REF.",null,{"$f":"'MAIN ITEMS'!C12","v":0},null,null,null,null,null,"ENGINEERING TEAM",{"$f":"'MAIN ITEMS'!I12","v":0},null,"PID LAST REVISION",null,"REV",{"$f":"'MAIN ITEMS'!N11","v":0},"P&ID nr",{"$f":"'MAIN ITEMS'!P12","v":"1900-01-04"},null,null,null,null,null,null,null,null,"Don't touch!","Don't touch!","Don't touch!","Don't touch!","Don't touch!"]
["INDICE","TAG","ITEM","SIZE","WO","QTY","SPARE","PART CODE","DESCRIPTION","VENDOR","QUOTATION","PO","LEAD TIME (W)","WEEKS SPARE","ORDER DATE REQUIRED","DEL DATE REQUIRED","DEL DATE","RECEIVED","CONTACT WITH SUPPLIER ","CONFIRMED WITH SUPPLIER","COMMENT","DATE OF SHIPMENT BY ME ","PALLET N/ COLLI N° ","PF n°",null,"Delivery time if ordered today!","3 week time","Delay!","Today","Material in time"]
[null,"SOLENOID",null,null,null,2,2,null,null,null,"NO",null,null,null,{"$f":"IF(NOT(ISBLANK(L14)), \"ORDERED\", IF(ISBLANK(M14), \"???\", ($P14-$M14*7)))","v":"???"},{"$f":"$Q$10-14","v":{"$error":"#VALUE!"}},null,"NO",null,null,null,null,null,null,null,{"$f":"$Q$10-M14*7","v":{"$error":"#VALUE!"}},{"$f":"AND(O14<(AC14+21),ISBLANK(L14))","v":false},{"$f":"AND(O14<AC14,ISBLANK(L14))","v":false},{"$f":"TODAY()","v":"2024-06-26"},{"$f":"IF((P14-Q14)<0, TRUE, IF(ISBLANK(Q14), \"BLANK\", FALSE))","v":{"$error":"#VALUE!"}}]
[null,"Spare","Fuse control panel",null,2,null,{"$f":"E15-F15","v":2},null,null,null,"NO",null,null,null,"???",{"$f":"$Q$10-14","v":{"$error":"#VALUE!"}},null,null,null,null,null,null,null,null,null,{"$f":"$Q$10-M15*7","v":{"$error":"#VALUE!"}},{"$f":"AND(O15<(AC15+21),ISBLANK(L15))","v":false},{"$f":"AND(O15<AC15,ISBLANK(L15))","v":false},{"$f":"TODAY()","v":"2024-06-26"},{"$f":"IF((P15-Q15)<0, TRUE, IF(ISBLANK(Q15), \"BLANK\", FALSE))","v":{"$error":"#VALUE!"}}]
[null,"Spare","Compressor gasket set",null,1,null,{"$f":"E16-F16","v":1},"WCS7119-1G","320-UD- AF-GASKET SET",null,"NO",null,null,null,{"$f":"IF(NOT(ISBLANK(L16)), \"ORDERED\", IF(ISBLANK(M16), \"???\", ($P16-$M16*7)))","v":"???"},{"$f":"$Q$10-14","v":{"$error":"#VALUE!"}},null,null,null,null,null,null,null,null,null,{"$error":"#VALUE!"},{"$f":"AND(O16<(AC16+21),ISBLANK(L16))","v":false},{"$f":"AND(O16<AC16,ISBLANK(L16))","v":false},{"$f":"TODAY()","v":"2024-06-26"},{"$f":"IF((P16-Q16)<0, TRUE, IF(ISBLANK(Q16), \"BLANK\", FALSE))","v":{"$error":"#VALUE!"}}]
[null,"Spare","Compressor O-ring set",null,1,null,{"$f":"E17-F17","v":1},"WCS7109-2G","320-DM/H O-RING SET  (VITON)",null,"NO",null,null,null,{"$f":"IF(NOT(ISBLANK(L17)), \"ORDERED\", IF(ISBLANK(M17), \"???\", ($P17-$M17*7)))","v":"???"},{"$f":"$Q$10-14","v":{"$error":"#VALUE!"}},null,null,null,null,null,null,null,null,null,{"$error":"#VALUE!"},{"$f":"AND(O17<(AC17+21),ISBLANK(L17))","v":false},{"$f":"AND(O17<AC17,ISBLANK(L17))","v":false},"2024-06-26",{"$f":"IF((P17-Q17)<0, TRUE, IF(ISBLANK(Q17), \"BLANK\", FALSE))","v":{"$error":"#VALUE!"}}]
[null,"Spare","Potentiometer",null,1,null,1,"CS12900-IND05","POTENTIOMETER IND-05 CPP-45B-151",null,"NO",null,null,null,{"$f":"IF(NOT(ISBLANK(L18)), \"ORDERED\", IF(ISBLANK(M18), \"???\", ($P18-$M18*7)))","v":"???"},{"$error":"#VALUE!"},null,null,null,null,null,null,null,null,null,{"$error":"#VALUE!"},{"$f":"AND(O18<(AC18+21),ISBLANK(L18))","v":false},{"$f":"AND(O18<AC18,ISBLANK(L18))","v":false},"2024-06-26",{"$f":"IF((P18-Q18)<0, TRUE, IF(ISBLANK(Q18), \"BLANK\", FALSE))","v":{"$error":"#VALUE!"}}]
[null,"2 year spare","Compressor gasket set",null,1,null,1,"WCS7119-1G","320-UD- AF-GASKET SET",null,"NO"]
[null,"2 year spare","Compressor O-ring set",null,1,null,1,"WCS7109-2G","320-DM/H O-RING SET  (VITON)",null,"NO"]
[null,"2 year spare","Compressor main bearing ( without O-ring)",null,1,null,{"$f":"E21-F21","v":1},"CSH02700-250","MAIN BEARING 250S/L (WITHOUT O-RING)","MYCOM","YES/AM","MME-180-04",13,null,null,null,"2023-10-14"]
[null,"2 year spare","Compressor side bearing ( without O-ring)",null,1,null,{"$f":"E22-F22","v":1},"CSH02800-250","SIDE BEARING 250S/L (WITHOUT O-RING)","MYCOM","YES/AM","MME-180-04",13,null,null,null,"2023-10-14"]
[null,"2 year spare","Compressor Thrust bearing ",null,1,null,1,"CS03800-250P","THRUST BEARING 250S/L 7317B PPS","MYCOM","YES/AM","MME-180-04",13,null,null,null,"2023-10-14"]
[null,"2 year spare","BALL BEARING",null,1,null,1,"CS07800-200","BALL BEARING #6000","MYCOM","YES/AM","MME-180-04",13,null,null,null,"2023-10-14"]
[null,"2 year spare","MECHANICAL SEAL ASSY",null,1,null,1,"CS10001-250BBSD","MECHANICAL SEAL ASSY 250S/L BBS-I DOUBLE (2PCS/1SET)","MYCOM","YES/AM","MME-180-04",13,null,null,null,"2023-10-14"]
[null,"Spare","Oil pump gasket set",null,2,null,{"$f":"E26-F26","v":2},"PL021-125","FLANGE GASKET V6502 20K RF 125A",null,"NO",null,null,null,"???",{"$error":"#VALUE!"},null,null,null,null,null,null,null,null,null,{"$error":"#VALUE!"},false,false,"2024-06-26",{"$error":"#VALUE!"}]
[null,"Spare","Oil pump O-ring set",null,1,null,{"$f":"E27-F27","v":1},"DM7109-B10","O-RING SET, M100P (VITON)",null,"NO",null,null,null,"???",{"$error":"#VALUE!"},null,null,null,null,null,null,null,null,null,{"$error":"#VALUE!"},false,false,"2024-06-26",{"$error":"#VALUE!"}]
[null,"Spare","Oil pump mechanical seall assembly",null,1,null,{"$f":"E28-F28","v":1},"DM01400-100RT","MECHANICAL  SEAL ASSY M100P Viton TANKEN",null,"NO",null,null,null,"???",{"$error":"#VALUE!"},null,null,null,null,null,null,null,null,null,{"$error":"#VALUE!"},false,false,"2024-06-26",{"$error":"#VALUE!"}]
[null,"2 year spare","Oil pump gasket set",null,2,null,{"$f":"E29-F29","v":2},"PL021-100","FLANGE GASKET V6502 20K RF 100A",null,"NO"]
[null,"2 year spare","Oil pump O-ring set",null,1,null,{"$f":"E30-F30","v":1},"DM7109-B10","O-RING SET, M100P (VITON)",null,"NO"]
[null,"2 year spare","Oil pump mechanical seall assembly",null,1,null,{"$f":"E31-F31","v":1},"DM01400-100RT","MECHANICAL  SEAL ASSY M100P Viton TANKEN",null,"NO"]
[null,"2 year spare","Oil pump bearing set",null,1,null,1,"DM0099-W10","WHITE METAL BUSHING SET, M100P (H.T.) ",null,"NO",null,null,null,"???",{"$error":"#VALUE!"},null,null,null,null,null,null,null,null,null,{"$error":"#VALUE!"},false,false,"2024-06-26",{"$error":"#VALUE!"}]
["Spare","SOV-4100A ","LOAD CONTROL CAPACITY COMPRESSOR A","3/8\"",1,null,{"$f":"E33-F33","v":1},"SLV-ME-24DC-EXDT4-30B-316 ","SOL VLV 24VDC COIL WPET M12 DP 30BAR SS",null,"NO",null,null,null,"???",{"$error":"#VALUE!"},"2016-05-04","YES",null,null,null,null,null,null,null,{"$error":"#VALUE!"},false,false,"2024-06-26",{"$error":"#VALUE!"}]
["Spare",null,"AIR TO SUPPLY SHUT OFF VALVE OIL HEADER TO COMP.B","1/4\"",1,null,{"$f":"E34-F34","v":1},"SLV-ME-24VDC-NFET-5/2NC-BRASS","SOL VLV 24VDC COIL NFET NAMUR 5/2NC SS BODY",null,"NO",null,null,null,"???",{"$error":"#VALUE!"},"2016-05-04","YES",null,null,null,null,null,null,null,{"$error":"#VALUE!"},false,false,"2024-06-26",{"$error":"#VALUE!"}]
["Spare","SOV-4360A","OIL RECOVERY OIL COOLER","3/8\"",1,null,1,"SLV-ME-24DC-EXDT4-30B-316 ","SOL VLV 24VDC COIL WPET M12 DP 30BAR SS",null,"NO",null,null,null,"???",{"$error":"#VALUE!"},"2016-05-04","YES",null,null,null,null,null,null,null,{"$error":"#VALUE!"},false,false,"2024-06-26",{"$error":"#VALUE!"}]
["Spare","TV-4450A (REPAIR KIT)","ECONOMIZER EXPANSION VALVE REPAIR KIT","3\"",1,null,1,"CRT-GX-DVC6200-3\"-300#-CS-KIT","REPAIR KIT – S50-GX-EXT BONNET",null,"NO",null,null,null,"???",{"$error":"#VALUE!"},"2016-07-07","YES",null,null,null,null,null,null,null,{"$error":"#VALUE!"},false,false,"2024-06-26",{"$error":"#VALUE!"}]
[null,null,null,null,null,null,1,"CRT-GX-DVC6200-3\"-300#-CS-ACT","REPAIR KIT – S225-GX",null,"NO",null,null,null,null,null,null,"YES"]
[null,null,null,null,null,null,1,"CRT-GX-DVC6200-3\"-300#-CS-GX","REPAIR KIT – SZ 25,40,50 - GX ULF PACKING",null,"NO",null,null,null,null,null,null,"YES"]
[null,null,null,null,null,null,null,null,null,null,"NO",null,null,null,null,null,null,null,null,null,null,null,null,null,null,{"$error":"#VALUE!"},true,true,"2024-06-26","BLANK"]
["2 year ","N/A","Antifriction bearings for motor",null,1,null,{"$f":"E40-F40","v":1},null,null,null,"YES/AM","Helmke-180",null,null,"ORDERED",{"$error":"#VALUE!"},"2023-08-10","YES",null,null,null,null,null,null,null,{"$error":"#VALUE!"},false,false,"2024-06-26",{"$error":"#VALUE!"}]
["2 year ","N/A","Main mtoor coolling fan",null,1,null,{"$f":"E41-F41","v":1},"SO72522_FAN BEARING_6022","6022 (LDX:L0283470",null,"NO",null,null,null,"???",{"$error":"#VALUE!"},null,"YES",null,null,null,null,null,null,null,{"$error":"#VALUE!"},false,false,"2024-06-26",{"$error":"#VALUE!"}]
[null,null,null,null,null,null,null,null,null,null,"NO",null,null,null,"???",{"$error":"#VALUE!"},null,null,null,null,null,null,null,null,null,{"$error":"#VALUE!"},false,false,"2024-06-26",{"$error":"#VALUE!"}]
[null,null,null,null,null,null,null,null,null,null,"NO",null,null,null,"???",{"$error":"#VALUE!"},null,null,null,null,null,null,null,null,null,{"$error":"#VALUE!"},false,false,"2024-06-26",{"$error":"#VALUE!"}]
[null,null,null,null,null,null,null,null,null,null,"NO",null,null,null,"???",{"$error":"#VALUE!"},null,null,null,null,null,null,null,null,null,{"$error":"#VALUE!"},false,false,"2024-06-26",{"$error":"#VALUE!"}]
["TG",null,"TEMPERATURE GAUGE KOD","1/2\"",1,null,null,"SEN-S5550 -50 / +50°C 1/2\"NPT L1=397","TEMP. INDICATOR S5550 -50 / 50°C 1/2\"NPT L1=397X8MM",null,"NO",null,null,null,"???",{"$f":"$Q$10-14","v":{"$error":"#VALUE!"}},"2016-06-24","YES",null,null,null,null,null,null,null,{"$error":"#VALUE!"},false,false,"2024-06-26",{"$error":"#VALUE!"}]
[null,null,null,null,null,null,null,null,null,null,"NO",null,null,null,"???",{"$error":"#VALUE!"},null,null,null,null,null,null,null,null,null,{"$error":"#VALUE!"},false,false,"2024-06-26",{"$error":"#VALUE!"}]
[null,null,null,null,null,null,null,null,null,null,"NO",null,null,null,"???",{"$error":"#VALUE!"},null,null,null,null,null,null,null,null,null,{"$error":"#VALUE!"},false,false,"2024-06-26",{"$error":"#VALUE!"}]
[null,"Spare","Oil cooler bolt & seal set",null,1,0,{"$f":"E48-F48","v":1},null,null,null,"NO",null,null,null,"???",{"$error":"#VALUE!"},null,null,null,null,null,null,null,null,null,{"$error":"#VALUE!"},false,false,"2024-06-26",{"$error":"#VALUE!"}]
[null,"Spare","condensor bolt set & seal set",null,1,0,{"$f":"E49-F49","v":1},null,null,null,"NO"]
[null,"Spare","economize gasket set",null,1,0,1,null,null,null,"NO"]
[null,"Spare","economizer bolt set",null,1,0,1,null,null,null,"NO"]
[null,"Spare","Inspection hole gasket",null,7,0,{"$f":"E52-F52","v":7},null,null,null,"NO"]
[null,"Spare","handhole gasket for Oil seperator",null,5,0,{"$f":"E53-F53","v":5},null,null,null,"NO"]
[null,"Spare","gasket  gas inlet ",null,1,0,{"$f":"E54-F54","v":1},null,null,null,"NO"]
[null,"Spare","gasket skid end outlet",null,1,0,1,null,null,null,"NO"]
[null,"Spare","gasket to flare",null,1,0,1,null,null,null,"NO",null,null,null,"???",{"$error":"#VALUE!"},null,null,null,null,null,null,null,null,null,{"$error":"#VALUE!"},false,false,"2024-06-26",{"$error":"#VALUE!"}]
[null,"Spare","gasket instrument air",null,1,0,1,null,null,null,"NO",null,null,null,"???",{"$error":"#VALUE!"},null,null,null,null,null,null,null,null,null,{"$error":"#VALUE!"},false,false,"2024-06-26",{"$error":"#VALUE!"}]
[null,"Spare","gaskets for strainers oil pump",null,2,0,2,null,null,null,"NO",null,null,null,"???",{"$error":"#VALUE!"},"2016-07-26","yes",null,null,null,null,null,null,null,{"$error":"#VALUE!"},false,false,"2024-06-26",{"$error":"#VALUE!"}]
[null,null,null,null,null,null,null,null,null,null,"NO",null,null,null,"???",{"$error":"#VALUE!"},null,null,null,null,null,null,null,null,null,{"$error":"#VALUE!"},false,false,"2024-06-26",{"$error":"#VALUE!"}]
[null,"Comissioning","LUBE OIL FILTER ELEMENT - OPERATION",null,2,null,{"$f":"E60-F60","v":2},"TM Final Use Filter Element","Stainless Steel 316(L) / Glass Fibre",null,"YES","TM-180",null,null,"ORDERED",{"$error":"#VALUE!"},null,"YES",null,null,null,null,null,null,null,{"$error":"#VALUE!"},false,false,"2024-06-26",{"$f":"IF((P60-Q63)<0, TRUE, IF(ISBLANK(Q63), \"BLANK\", FALSE))","v":{"$error":"#VALUE!"}}]
[null,"Spare 2 years","LUBE OIL FILTER ELEMENT - OPERATION",null,2,null,{"$f":"E61-F61","v":2},"TM Final Use Filter Element","Stainless Steel 316(L) / Glass Fibre",null,"YES","TM-180",null,null,{"$f":"IF(NOT(ISBLANK(L61)), \"ORDERED\", IF(ISBLANK(M61), \"???\", ($P61-$M61*7)))","v":"ORDERED"},{"$error":"#VALUE!"},null,"YES",null,null,null,null,null,null,null,{"$f":"$Q$10-M61*7","v":{"$error":"#VALUE!"}},{"$f":"AND(O61<(AC61+21),ISBLANK(L61))","v":false},{"$f":"AND(O61<AC61,ISBLANK(L61))","v":false},"2024-06-26",{"$f":"IF((P61-#REF!)<0, TRUE, IF(ISBLANK(#REF!), \"BLANK\", FALSE))","v":{"$error":"#VALUE!"}}]
[null,"Comitioning","LUBE OIL FILTER-O RING",null,2,null,{"$f":"E62-F62","v":2},"GAS-IDCL4-VITON","O-RING-VITON 184.3MM",null,"NO",null,null,null,"???",{"$error":"#VALUE!"},null,"YES",null,null,null,null,null,null,null,{"$error":"#VALUE!"},false,false,"2024-06-26",{"$f":"IF((P62-#REF!)<0, TRUE, IF(ISBLANK(#REF!), \"BLANK\", FALSE))","v":{"$error":"#VALUE!"}}]
[null,"Spare 2 years","LUBE OIL FILTER-O RING",null,2,null,2,"GAS-IDCL4-VITON","O-RING-VITON 184.3MM",null,"NO",null,null,null,"???",{"$error":"#VALUE!"},null,"YES",null,null,null,null,null,null,null,{"$error":"#VALUE!"},false,false,"2024-06-26",{"$f":"IF((P63-#REF!)<0, TRUE, IF(ISBLANK(#REF!), \"BLANK\", FALSE))","v":{"$error":"#VALUE!"}}]
[null,null,null,null,2,null,{"$f":"E64-F64","v":2},null,null,null,"NO",null,null,null,"???",{"$error":"#VALUE!"},null,"YES",null,null,null,null,null,null,null,{"$error":"#VALUE!"},false,false,"2024-06-26",{"$f":"IF((P64-Q64)<0, TRUE, IF(ISBLANK(Q64), \"BLANK\", FALSE))","v":{"$error":"#VALUE!"}}]
[null,null,null,null,null,null,null,null,null,null,"NO",null,null,null,"???",{"$error":"#VALUE!"},null,null,null,null,null,null,null,null,null,{"$error":"#VALUE!"},false,false,"2024-06-26",{"$error":"#VALUE!"}]
[null,null,"T-in gaskets ( 4 sets )",null,null,null,null,null,null,null,"NO",null,null,null,{"$f":"IF(NOT(ISBLANK(L66)), \"ORDERED\", IF(ISBLANK(M66), \"???\", ($P66-$M66*7)))","v":"???"},{"$error":"#VALUE!"},null,null,null,null,null,null,null,null,null,{"$f":"$Q$10-M66*7","v":{"$error":"#VALUE!"}},{"$f":"AND(O66<(AC66+21),ISBLANK(L66))","v":false},{"$f":"AND(O66<AC66,ISBLANK(L66))","v":false},"2024-06-26",{"$f":"IF((P66-Q66)<0, TRUE, IF(ISBLANK(Q66), \"BLANK\", FALSE))","v":{"$error":"#VALUE!"}}]
[null,null,"10% of T-in bolting",null,null,null,null,null,null,null,"NO",null,null,null,"???",{"$error":"#VALUE!"},null,null,null,null,null,null,null,null,null,{"$error":"#VALUE!"},false,false,"2024-06-26",{"$error":"#VALUE!"},null,null,{"$f":"IF((CODE(RIGHT(B88,1))>96),CONCATENATE(REPT(\"0\",6-LEN(B88)),B88),CONCATENATE(REPT(\"0\",5-LEN(B88)),B88))","v":{"$error":"#VALUE!"}}]
[null,null,null,null,2,null,null,"MYK Gasket DN40 - V/UD Comp (OD67xID53x2Thk)",null,null,"NO"]
[null,null,null,null,2,null,null,"MYK Gasket DN25 - V/UD Comp (OD51xID37x2Thk)",null,null,"NO"]
[null,null,null,null,2,null,null,"MYK Gasket DN350 - 320LUD Comp (OD420xID350x1.5Thk)",null,null,"NO"]
[null,null,null,null,2,null,null,"MYK Suction gasket DN200 - 320LUD Comp (OD233xID186x3Thk)",null,null,"NO"]
[null,null,null,null,2,null,null,"Oil pump gasket M100P (I) (OD203xID141x2Thk)",null,null,"NO"]
[null,null,null,null,2,null,null,"Oil pump gasket M80P (I+O) - M100P (O) (OD165xID115x2Thk)",null,null,"NO"]
[null,null,null,null,2,null,null,"MYK Gasket DN80 - V/UD Comp (OD118xID90x2Thk)",null,null,"NO"]
[null,null,null,null,null,null,null,null,null,null,"NO"]
[null,null,"TAG PLATES FOR VALVES (SUPPLIED FROM ASCO)",null,169,169,null,"LAB-RESOPAL-SO72522","RESOPAL LABEL FOR SO 72522",null,"NO",null,null,null,null,null,"2016-07-27","YES",null,null,null,null,null,null,null,null,null,null,null,null,null,null,{"$f":"IF((CODE(RIGHT(B90,1))>96),CONCATENATE(REPT(\"0\",6-LEN(B90)),B90),CONCATENATE(REPT(\"0\",5-LEN(B90)),B90))","v":{"$error":"#VALUE!"}}]
["MECH",null,"Hand hole",null,null,null,null,"GAS-HS-540X340-22XM24-PREMII","GASKET HS HANDH 540X340 22XM24 PREM II",null,"NO",null,null,null,{"$f":"IF(NOT(ISBLANK(L77)), \"ORDERED\", IF(ISBLANK(M77), \"???\", ($P77-$M77*7)))","v":"???"},null,null,"YES",null,null,null,null,null,{"$f":"'E&I BY DELTA'!$Q$10-M77*7","v":"2024-11-15"},{"$f":"AND(O77<(AA77+21),ISBLANK(L77))","v":false},{"$f":"AND(O77<AA77,ISBLANK(L77))","v":false},{"$f":"TODAY()","v":"2024-06-26"},{"$f":"IF((P77-Q77)<0, TRUE, IF(ISBLANK(Q77), \"BLANK\", FALSE))","v":"BLANK"}]
["MECH",null,"Inspection hole",null,null,null,null,"GAS-HS-INSPECTION","GASKET ME INSPECTION HOLE, PREMIUM (143X123X2)",null,"NO",null,null,null,"???",null,null,"YES",null,null,null,null,null,{"$f":"'E&I BY DELTA'!$Q$10-M78*7","v":"2024-11-15"},false,false,"2024-06-26","BLANK"]
["MECH",null,"Compressor suction gasket",null,null,null,null,"CS7121-250","MYK gasket DN250 - 2520 Comp (OD325xID267x1.5Thk)",null,"NO",null,null,null,"???",null,null,"YES",null,null,null,null,null,{"$f":"'E&I BY DELTA'!$Q$10-M79*7","v":"2024-11-15"},false,false,"2024-06-26","BLANK"]
["MECH",null,"Compressor interstage 2x gasket",null,null,null,null,"CS7121-150","MYK gasket DN150 - 2520 Comp (OD215xID166x1.5Thk)",null,"NO",null,null,null,"???",null,null,"YES",null,null,null,null,null,{"$f":"'E&I BY DELTA'!$Q$10-M80*7","v":"2024-11-15"},false,false,"2024-06-26","BLANK"]
["MECH",null,"Compressor Discharge gasket",null,null,null,null,"CS7121-100","MYK gasket DN100 - 2520 Comp (OD145xID115x1.5Thk)",null,"NO",null,null,null,"???",null,null,"YES",null,null,null,null,null,{"$f":"'E&I BY DELTA'!$Q$10-M81*7","v":"2024-11-15"},false,false,"2024-06-26","BLANK"]
["MECH",null,"Compressor lube oil inlet 1st stage gasket",null,null,null,null,"CS7121-025","MYK gasket DN25 - 2520 Comp (OD60xID35x1.5Thk)",null,"NO",null,null,null,"???",null,null,"YES",null,null,null,null,null,{"$f":"'E&I BY DELTA'!$Q$10-M82*7","v":"2024-11-15"},false,false,"2024-06-26","BLANK"]
["MECH",null,"Compressor lube oil inlet 2nd stage gasket",null,null,null,null,"CS7121-020","MYK gasket DN20 - 2520 Comp (OD50xID28x1.5Thk)",null,"NO",null,null,null,"???",null,null,"YES",null,null,null,null,null,{"$f":"'E&I BY DELTA'!$Q$10-M83*7","v":"2024-11-15"},false,false,"2024-06-26","BLANK"]
["MECH",null,"Compressor oil injection gasket",null,null,null,null,"CS7121-015","MYK gasket DN15 - 2520 Comp (OD42xID22x1.5Thk)",null,"NO",null,null,null,"???",null,null,"YES",null,null,null,null,null,{"$f":"'E&I BY DELTA'!$Q$10-M84*7","v":"2024-11-15"},false,false,"2024-06-26","BLANK"]
["MECH",null,"Lube oil pump gasket",null,null,null,null,"PL021-100","Oil pump gasket M80P (I+O) - M100P (O) ",null,"NO",null,null,null,"???",null,null,"YES",null,null,null,null,null,{"$f":"'E&I BY DELTA'!$Q$10-M85*7","v":"2024-11-15"},false,false,"2024-06-26","BLANK"]
[null,null,"Filter Dryer Hose ","1\"",1,1,0,"FLEX-BELGN-CS-1156","3M FLEXIBLE HOSE 1” OD REINFORCED 316L SS BRAIDED",null,"NO",null,null,null,"???",null,null,"yes",null,null,null,null,null,{"$f":"'E&I BY DELTA'!$Q$10-M86*7","v":"2024-11-15"},false,false,"2024-06-26","BLANK"]
[null,null,null,null,null,null,null,null,null,null,"NO",null,null,null,null,null,null,null,null,null,null,null,null,null,null,null,null,null,null,null,null,null,{"$error":"#VALUE!"}]
[null,null,null,null,null,null,null,null,null,null,"NO",null,null,null,null,null,null,null,null,null,null,null,null,null,null,null,null,null,null,null,null,null,{"$error":"#VALUE!"}]
[null,null,null,null,null,null,null,null,null,null,null,null,null,null,null,null,null,null,null,null,null,null,null,null,null,null,null,null,null,null,null,null,{"$error":"#VALUE!"}]
[null,null,null,null,null,null,null,null,null,null,null,null,null,null,null,null,null,null,null,null,null,null,null,null,null,null,null,null,null,null,null,null,{"$error":"#VALUE!"}]
[null,null,null,null,null,null,null,null,null,null,null,null,null,null,null,null,null,null,null,null,null,null,null,null,null,null,null,null,null,null,null,null,{"$error":"#VALUE!"}]
[null,null,null,null,null,null,null,null,null,null,null,null,null,null,null,null,null,null,null,null,null,null,null,null,null,null,null,null,null,null,null,null,{"$error":"#VALUE!"}]
[null,null,null,null,null,null,null,null,null,null,null,null,null,null,null,null,null,null,null,null,null,null,null,null,null,null,null,null,null,null,null,null,{"$error":"#VALUE!"}]
[null,null,null,null,null,null,null,null,null,null,null,null,null,null,null,null,null,null,null,null,null,null,null,null,null,null,null,null,null,null,null,null,{"$error":"#VALUE!"}]
[null,null,null,null,null,null,null,null,null,null,null,null,null,null,null,null,null,null,null,null,null,null,null,null,null,null,null,null,null,null,null,null,{"$error":"#VALUE!"}]
[null,null,null,null,null,null,null,null,null,null,null,null,null,null,null,null,null,null,null,null,null,null,null,null,null,null,null,null,null,null,null,null,{"$error":"#VALUE!"}]
[null,null,null,null,null,null,null,null,null,null,null,null,null,null,null,null,null,null,null,null,null,null,null,null,null,null,null,null,null,null,null,null,{"$error":"#VALUE!"}]
[null,null,null,null,null,null,null,null,null,null,null,null,null,null,null,null,null,null,null,null,null,null,null,null,null,null,null,null,null,null,null,null,{"$error":"#VALUE!"}]
[null,null,null,null,null,null,null,null,null,null,null,null,null,null,null,null,null,null,null,null,null,null,null,null,null,null,null,null,null,null,null,null,{"$error":"#VALUE!"}]
[null,null,null,null,null,null,null,null,null,null,null,null,null,null,null,null,null,null,null,null,null,null,null,null,null,null,null,null,null,null,null,null,{"$error":"#VALUE!"}]
[null,null,null,null,null,null,null,null,null,null,null,null,null,null,null,null,null,null,null,null,null,null,null,null,null,null,null,null,null,null,null,null,{"$error":"#VALUE!"}]
[null,null,null,null,null,null,null,null,null,null,null,null,null,null,null,null,null,null,null,null,null,null,null,null,null,null,null,null,null,null,null,null,{"$error":"#VALUE!"}]
[null,null,null,null,null,null,null,null,null,null,null,null,null,null,null,null,null,null,null,null,null,null,null,null,null,null,null,null,null,null,null,null,{"$error":"#VALUE!"}]
[null,null,null,null,null,null,null,null,null,null,null,null,null,null,null,null,null,null,null,null,null,null,null,null,null,null,null,null,null,null,null,null,{"$error":"#VALUE!"}]
[null,null,null,null,null,null,null,null,null,null,null,null,null,null,null,null,null,null,null,null,null,null,null,null,null,null,null,null,null,null,null,null,{"$error":"#VALUE!"}]
[null,null,null,null,null,null,null,null,null,null,null,null,null,null,null,null,null,null,null,null,null,null,null,null,null,null,null,null,null,null,null,null,{"$error":"#VALUE!"}]
[null,null,null,null,null,null,null,null,null,null,null,null,null,null,null,null,null,null,null,null,null,null,null,null,null,null,null,null,null,null,null,null,{"$error":"#VALUE!"}]
[null,null,null,null,null,null,null,null,null,null,null,null,null,null,null,null,null,null,null,null,null,null,null,null,null,null,null,null,null,null,null,null,{"$error":"#VALUE!"}]
[null,null,null,null,null,null,null,null,null,null,null,null,null,null,null,null,null,null,null,null,null,null,null,null,null,null,null,null,null,null,null,null,{"$error":"#VALUE!"}]
[null,null,null,null,null,null,null,null,null,null,null,null,null,null,null,null,null,null,null,null,null,null,null,null,null,null,null,null,null,null,null,null,{"$error":"#VALUE!"}]
[null,null,null,null,null,null,null,null,null,null,null,null,null,null,null,null,null,null,null,null,null,null,null,null,null,null,null,null,null,null,null,null,{"$error":"#VALUE!"}]
[null,null,null,null,null,null,null,null,null,null,null,null,null,null,null,null,null,null,null,null,null,null,null,null,null,null,null,null,null,null,null,null,{"$error":"#VALUE!"}]
[null,null,null,null,null,null,null,null,null,null,null,null,null,null,null,null,null,null,null,null,null,null,null,null,null,null,null,null,null,null,null,null,{"$error":"#VALUE!"}]
[null,null,null,null,null,null,null,null,null,null,null,null,null,null,null,null,null,null,null,null,null,null,null,null,null,null,null,null,null,null,null,null,{"$error":"#VALUE!"}]
[null,null,null,null,null,null,null,null,null,null,null,null,null,null,null,null,null,null,null,null,null,null,null,null,null,null,null,null,null,null,null,null,{"$error":"#VALUE!"}]
[null,null,null,null,null,null,null,null,null,null,null,null,null,null,null,null,null,null,null,null,null,null,null,null,null,null,null,null,null,null,null,null,{"$error":"#VALUE!"}]
[null,null,null,null,null,null,null,null,null,null,null,null,null,null,null,null,null,null,null,null,null,null,null,null,null,null,null,null,null,null,null,null,{"$error":"#VALUE!"}]
[null,null,null,null,null,null,null,null,null,null,null,null,null,null,null,null,null,null,null,null,null,null,null,null,null,null,null,null,null,null,null,null,{"$error":"#VALUE!"}]
[null,null,null,null,null,null,null,null,null,null,null,null,null,null,null,null,null,null,null,null,null,null,null,null,null,null,null,null,null,null,null,null,{"$error":"#VALUE!"}]
[null,null,null,null,null,null,null,null,null,null,null,null,null,null,null,null,null,null,null,null,null,null,null,null,null,null,null,null,null,null,null,null,{"$error":"#VALUE!"}]
[null,null,null,null,null,null,null,null,null,null,null,null,null,null,null,null,null,null,null,null,null,null,null,null,null,null,null,null,null,null,null,null,{"$error":"#VALUE!"}]
[null,null,null,null,null,null,null,null,null,null,null,null,null,null,null,null,null,null,null,null,null,null,null,null,null,null,null,null,null,null,null,null,{"$error":"#VALUE!"}]
[null,null,null,null,null,null,null,null,null,null,null,null,null,null,null,null,null,null,null,null,null,null,null,null,null,null,null,null,null,null,null,null,{"$error":"#VALUE!"}]
[null,null,null,null,null,null,null,null,null,null,null,null,null,null,null,null,null,null,null,null,null,null,null,null,null,null,null,null,null,null,null,null,{"$error":"#VALUE!"}]
[null,null,null,null,null,null,null,null,null,null,null,null,null,null,null,null,null,null,null,null,null,null,null,null,null,null,null,null,null,null,null,null,{"$error":"#VALUE!"}]
[null,null,null,null,null,null,null,null,null,null,null,null,null,null,null,null,null,null,null,null,null,null,null,null,null,null,null,null,null,null,null,null,{"$error":"#VALUE!"}]
[null,null,null,null,null,null,null,null,null,null,null,null,null,null,null,null,null,null,null,null,null,null,null,null,null,null,null,null,null,null,null,null,{"$error":"#VALUE!"}]
[null,null,null,null,null,null,null,null,null,null,null,null,null,null,null,null,null,null,null,null,null,null,null,null,null,null,null,null,null,null,null,null,{"$error":"#VALUE!"}]
[null,null,null,null,null,null,null,null,null,null,null,null,null,null,null,null,null,null,null,null,null,null,null,null,null,null,null,null,null,null,null,null,{"$error":"#VALUE!"}]
[null,null,null,null,null,null,null,null,null,null,null,null,null,null,null,null,null,null,null,null,null,null,null,null,null,null,null,null,null,null,null,null,{"$error":"#VALUE!"}]
[null,null,null,null,null,null,null,null,null,null,null,null,null,null,null,null,null,null,null,null,null,null,null,null,null,null,null,null,null,null,null,null,{"$error":"#VALUE!"}]
[null,null,null,null,null,null,null,null,null,null,null,null,null,null,null,null,null,null,null,null,null,null,null,null,null,null,null,null,null,null,null,null,{"$error":"#VALUE!"}]
[null,null,null,null,null,null,null,null,null,null,null,null,null,null,null,null,null,null,null,null,null,null,null,null,null,null,null,null,null,null,null,null,{"$error":"#VALUE!"}]
[null,null,null,null,null,null,null,null,null,null,null,null,null,null,null,null,null,null,null,null,null,null,null,null,null,null,null,null,null,null,null,null,{"$error":"#VALUE!"}]
[null,null,null,null,null,null,null,null,null,null,null,null,null,null,null,null,null,null,null,null,null,null,null,null,null,null,null,null,null,null,null,null,{"$error":"#VALUE!"}]
[null,null,null,null,null,null,null,null,null,null,null,null,null,null,null,null,null,null,null,null,null,null,null,null,null,null,null,null,null,null,null,null,{"$error":"#VALUE!"}]
[null,null,null,null,null,null,null,null,null,null,null,null,null,null,null,null,null,null,null,null,null,null,null,null,null,null,null,null,null,null,null,null,{"$error":"#VALUE!"}]
[null,null,null,null,null,null,null,null,null,null,null,null,null,null,null,null,null,null,null,null,null,null,null,null,null,null,null,null,null,null,null,null,{"$f":"IF((CODE(RIGHT(B152,1))>96),CONCATENATE(REPT(\"0\",6-LEN(B152)),B152),CONCATENATE(REPT(\"0\",5-LEN(B152)),B152))","v":{"$error":"#VALUE!"}}]
[null,null,null,null,null,null,null,null,null,null,null,null,null,null,null,null,null,null,null,null,null,null,null,null,null,null,null,null,null,null,null,null,{"$error":"#VALUE!"}]
[null,null,null,null,null,null,null,null,null,null,null,null,null,null,null,null,null,null,null,null,null,null,null,null,null,null,null,null,null,null,null,null,{"$error":"#VALUE!"}]
[null,null,null,null,null,null,null,null,null,null,null,null,null,null,null,null,null,null,null,null,null,null,null,null,null,null,null,null,null,null,null,null,{"$error":"#VALUE!"}]
[null,null,null,null,null,null,null,null,null,null,null,null,null,null,null,null,null,null,null,null,null,null,null,null,null,null,null,null,null,null,null,null,{"$error":"#VALUE!"}]
[null,null,null,null,null,null,null,null,null,null,null,null,null,null,null,null,null,null,null,null,null,null,null,null,null,null,null,null,null,null,null,null,{"$error":"#VALUE!"}]
[null,null,null,null,null,null,null,null,null,null,null,null,null,null,null,null,null,null,null,null,null,null,null,null,null,null,null,null,null,null,null,null,{"$error":"#VALUE!"}]
[null,null,null,null,null,null,null,null,null,null,null,null,null,null,null,null,null,null,null,null,null,null,null,null,null,null,null,null,null,null,null,null,{"$error":"#VALUE!"}]
[null,null,null,null,null,null,null,null,null,null,null,null,null,null,null,null,null,null,null,null,null,null,null,null,null,null,null,null,null,null,null,null,{"$error":"#VALUE!"}]
[null,null,null,null,null,null,null,null,null,null,null,null,null,null,null,null,null,null,null,null,null,null,null,null,null,null,null,null,null,null,null,null,{"$error":"#VALUE!"}]
[null,null,null,null,null,null,null,null,null,null,null,null,null,null,null,null,null,null,null,null,null,null,null,null,null,null,null,null,null,null,null,null,{"$error":"#VALUE!"}]
[null,null,null,null,null,null,null,null,null,null,null,null,null,null,null,null,null,null,null,null,null,null,null,null,null,null,null,null,null,null,null,null,{"$error":"#VALUE!"}]
[null,null,null,null,null,null,null,null,null,null,null,null,null,null,null,null,null,null,null,null,null,null,null,null,null,null,null,null,null,null,null,null,{"$error":"#VALUE!"}]
[null,null,null,null,null,null,null,null,null,null,null,null,null,null,null,null,null,null,null,null,null,null,null,null,null,null,null,null,null,null,null,null,{"$error":"#VALUE!"}]
[null,null,null,null,null,null,null,null,null,null,null,null,null,null,null,null,null,null,null,null,null,null,null,null,null,null,null,null,null,null,null,null,{"$error":"#VALUE!"}]
[null,null,null,null,null,null,null,null,null,null,null,null,null,null,null,null,null,null,null,null,null,null,null,null,null,null,null,null,null,null,null,null,{"$error":"#VALUE!"}]
[null,null,null,null,null,null,null,null,null,null,null,null,null,null,null,null,null,null,null,null,null,null,null,null,null,null,null,null,null,null,null,null,{"$error":"#VALUE!"}]
[null,null,null,null,null,null,null,null,null,null,null,null,null,null,null,null,null,null,null,null,null,null,null,null,null,null,null,null,null,null,null,null,{"$error":"#VALUE!"}]
[null,null,null,null,null,null,null,null,null,null,null,null,null,null,null,null,null,null,null,null,null,null,null,null,null,null,null,null,null,null,null,null,{"$error":"#VALUE!"}]
[null,null,null,null,null,null,null,null,null,null,null,null,null,null,null,null,null,null,null,null,null,null,null,null,null,null,null,null,null,null,null,null,{"$error":"#VALUE!"}]
[null,null,null,null,null,null,null,null,null,null,null,null,null,null,null,null,null,null,null,null,null,null,null,null,null,null,null,null,null,null,null,null,{"$error":"#VALUE!"}]
[null,null,null,null,null,null,null,null,null,null,null,null,null,null,null,null,null,null,null,null,null,null,null,null,null,null,null,null,null,null,null,null,{"$error":"#VALUE!"}]
[null,null,null,null,null,null,null,null,null,null,null,null,null,null,null,null,null,null,null,null,null,null,null,null,null,null,null,null,null,null,null,null,{"$error":"#VALUE!"}]
[null,null,null,null,null,null,null,null,null,null,null,null,null,null,null,null,null,null,null,null,null,null,null,null,null,null,null,null,null,null,null,null,{"$error":"#VALUE!"}]
[null,null,null,null,null,null,null,null,null,null,null,null,null,null,null,null,null,null,null,null,null,null,null,null,null,null,null,null,null,null,null,null,{"$error":"#VALUE!"}]
[null,null,null,null,null,null,null,null,null,null,null,null,null,null,null,null,null,null,null,null,null,null,null,null,null,null,null,null,null,null,null,null,{"$error":"#VALUE!"}]
[null,null,null,null,null,null,null,null,null,null,null,null,null,null,null,null,null,null,null,null,null,null,null,null,null,null,null,null,null,null,null,null,{"$error":"#VALUE!"}]
[null,null,null,null,null,null,null,null,null,null,null,null,null,null,null,null,null,null,null,null,null,null,null,null,null,null,null,null,null,null,null,null,{"$error":"#VALUE!"}]
[null,null,null,null,null,null,null,null,null,null,null,null,null,null,null,null,null,null,null,null,null,null,null,null,null,null,null,null,null,null,null,null,{"$error":"#VALUE!"}]
[null,null,null,null,null,null,null,null,null,null,null,null,null,null,null,null,null,null,null,null,null,null,null,null,null,null,null,null,null,null,null,null,{"$error":"#VALUE!"}]
[null,null,null,null,null,null,null,null,null,null,null,null,null,null,null,null,null,null,null,null,null,null,null,null,null,null,null,null,null,null,null,null,{"$error":"#VALUE!"}]
[null,null,null,null,null,null,null,null,null,null,null,null,null,null,null,null,null,null,null,null,null,null,null,null,null,null,null,null,null,null,null,null,{"$error":"#VALUE!"}]
[null,null,null,null,null,null,null,null,null,null,null,null,null,null,null,null,null,null,null,null,null,null,null,null,null,null,null,null,null,null,null,null,{"$error":"#VALUE!"}]
[null,null,null,null,null,null,null,null,null,null,null,null,null,null,null,null,null,null,null,null,null,null,null,null,null,null,null,null,null,null,null,null,{"$error":"#VALUE!"}]
[null,null,null,null,null,null,null,null,null,null,null,null,null,null,null,null,null,null,null,null,null,null,null,null,null,null,null,null,null,null,null,null,{"$error":"#VALUE!"}]
[null,null,null,null,null,null,null,null,null,null,null,null,null,null,null,null,null,null,null,null,null,null,null,null,null,null,null,null,null,null,null,null,{"$error":"#VALUE!"}]
[null,null,null,null,null,null,null,null,null,null,null,null,null,null,null,null,null,null,null,null,null,null,null,null,null,null,null,null,null,null,null,null,{"$error":"#VALUE!"}]
[null,null,null,null,null,null,null,null,null,null,null,null,null,null,null,null,null,null,null,null,null,null,null,null,null,null,null,null,null,null,null,null,{"$error":"#VALUE!"}]
[null,null,null,null,null,null,null,null,null,null,null,null,null,null,null,null,null,null,null,null,null,null,null,null,null,null,null,null,null,null,null,null,{"$error":"#VALUE!"}]
[null,null,null,null,null,null,null,null,null,null,null,null,null,null,null,null,null,null,null,null,null,null,null,null,null,null,null,null,null,null,null,null,{"$error":"#VALUE!"}]
[null,null,null,null,null,null,null,null,null,null,null,null,null,null,null,null,null,null,null,null,null,null,null,null,null,null,null,null,null,null,null,null,{"$error":"#VALUE!"}]
[null,null,null,null,null,null,null,null,null,null,null,null,null,null,null,null,null,null,null,null,null,null,null,null,null,null,null,null,null,null,null,null,{"$error":"#VALUE!"}]
[null,null,null,null,null,null,null,null,null,null,null,null,null,null,null,null,null,null,null,null,null,null,null,null,null,null,null,null,null,null,null,null,{"$error":"#VALUE!"}]
[null,null,null,null,null,null,null,null,null,null,null,null,null,null,null,null,null,null,null,null,null,null,null,null,null,null,null,null,null,null,null,null,{"$error":"#VALUE!"}]
[null,null,null,null,null,null,null,null,null,null,null,null,null,null,null,null,null,null,null,null,null,null,null,null,null,null,null,null,null,null,null,null,{"$error":"#VALUE!"}]
[null,null,null,null,null,null,null,null,null,null,null,null,null,null,null,null,null,null,null,null,null,null,null,null,null,null,null,null,null,null,null,null,{"$error":"#VALUE!"}]
[null,null,null,null,null,null,null,null,null,null,null,null,null,null,null,null,null,null,null,null,null,null,null,null,null,null,null,null,null,null,null,null,{"$error":"#VALUE!"}]
[null,null,null,null,null,null,null,null,null,null,null,null,null,null,null,null,null,null,null,null,null,null,null,null,null,null,null,null,null,null,null,null,{"$error":"#VALUE!"}]
[null,null,null,null,null,null,null,null,null,null,null,null,null,null,null,null,null,null,null,null,null,null,null,null,null,null,null,null,null,null,null,null,{"$error":"#VALUE!"}]
[null,null,null,null,null,null,null,null,null,null,null,null,null,null,null,null,null,null,null,null,null,null,null,null,null,null,null,null,null,null,null,null,{"$error":"#VALUE!"}]
[null,null,null,null,null,null,null,null,null,null,null,null,null,null,null,null,null,null,null,null,null,null,null,null,null,null,null,null,null,null,null,null,{"$error":"#VALUE!"}]
[null,null,null,null,null,null,null,null,null,null,null,null,null,null,null,null,null,null,null,null,null,null,null,null,null,null,null,null,null,null,null,null,{"$error":"#VALUE!"}]
[null,null,null,null,null,null,null,null,null,null,null,null,null,null,null,null,null,null,null,null,null,null,null,null,null,null,null,null,null,null,null,null,{"$error":"#VALUE!"}]
[null,null,null,null,null,null,null,null,null,null,null,null,null,null,null,null,null,null,null,null,null,null,null,null,null,null,null,null,null,null,null,null,{"$error":"#VALUE!"}]
[null,null,null,null,null,null,null,null,null,null,null,null,null,null,null,null,null,null,null,null,null,null,null,null,null,null,null,null,null,null,null,null,{"$error":"#VALUE!"}]
[null,null,null,null,null,null,null,null,null,null,null,null,null,null,null,null,null,null,null,null,null,null,null,null,null,null,null,null,null,null,null,null,{"$error":"#VALUE!"}]
[null,null,null,null,null,null,null,null,null,null,null,null,null,null,null,null,null,null,null,null,null,null,null,null,null,null,null,null,null,null,null,null,{"$error":"#VALUE!"}]
[null,null,null,null,null,null,null,null,null,null,null,null,null,null,null,null,null,null,null,null,null,null,null,null,null,null,null,null,null,null,null,null,{"$error":"#VALUE!"}]
[null,null,null,null,null,null,null,null,null,null,null,null,null,null,null,null,null,null,null,null,null,null,null,null,null,null,null,null,null,null,null,null,{"$error":"#VALUE!"}]
[null,null,null,null,null,null,null,null,null,null,null,null,null,null,null,null,null,null,null,null,null,null,null,null,null,null,null,null,null,null,null,null,{"$error":"#VALUE!"}]
[null,null,null,null,null,null,null,null,null,null,null,null,null,null,null,null,null,null,null,null,null,null,null,null,null,null,null,null,null,null,null,null,{"$error":"#VALUE!"}]
[null,null,null,null,null,null,null,null,null,null,null,null,null,null,null,null,null,null,null,null,null,null,null,null,null,null,null,null,null,null,null,null,{"$error":"#VALUE!"}]
[null,null,null,null,null,null,null,null,null,null,null,null,null,null,null,null,null,null,null,null,null,null,null,null,null,null,null,null,null,null,null,null,{"$error":"#VALUE!"}]
[null,null,null,null,null,null,null,null,null,null,null,null,null,null,null,null,null,null,null,null,null,null,null,null,null,null,null,null,null,null,null,null,{"$error":"#VALUE!"}]
[null,null,null,null,null,null,null,null,null,null,null,null,null,null,null,null,null,null,null,null,null,null,null,null,null,null,null,null,null,null,null,null,{"$f":"IF((CODE(RIGHT(B216,1))>96),CONCATENATE(REPT(\"0\",6-LEN(B216)),B216),CONCATENATE(REPT(\"0\",5-LEN(B216)),B216))","v":{"$error":"#VALUE!"}}]
[null,null,null,null,null,null,null,null,null,null,null,null,null,null,null,null,null,null,null,null,null,null,null,null,null,null,null,null,null,null,null,null,{"$error":"#VALUE!"}]
[null,null,null,null,null,null,null,null,null,null,null,null,null,null,null,null,null,null,null,null,null,null,null,null,null,null,null,null,null,null,null,null,{"$error":"#VALUE!"}]
[null,null,null,null,null,null,null,null,null,null,null,null,null,null,null,null,null,null,null,null,null,null,null,null,null,null,null,null,null,null,null,null,{"$error":"#VALUE!"}]
[null,null,null,null,null,null,null,null,null,null,null,null,null,null,null,null,null,null,null,null,null,null,null,null,null,null,null,null,null,null,null,null,{"$error":"#VALUE!"}]
[null,null,null,null,null,null,null,null,null,null,null,null,null,null,null,null,null,null,null,null,null,null,null,null,null,null,null,null,null,null,null,null,{"$error":"#VALUE!"}]
[null,null,null,null,null,null,null,null,null,null,null,null,null,null,null,null,null,null,null,null,null,null,null,null,null,null,null,null,null,null,null,null,{"$error":"#VALUE!"}]
[null,null,null,null,null,null,null,null,null,null,null,null,null,null,null,null,null,null,null,null,null,null,null,null,null,null,null,null,null,null,null,null,{"$error":"#VALUE!"}]
[null,null,null,null,null,null,null,null,null,null,null,null,null,null,null,null,null,null,null,null,null,null,null,null,null,null,null,null,null,null,null,null,{"$error":"#VALUE!"}]
[null,null,null,null,null,null,null,null,null,null,null,null,null,null,null,null,null,null,null,null,null,null,null,null,null,null,null,null,null,null,null,null,{"$error":"#VALUE!"}]
[null,null,null,null,null,null,null,null,null,null,null,null,null,null,null,null,null,null,null,null,null,null,null,null,null,null,null,null,null,null,null,null,{"$error":"#VALUE!"}]
[null,null,null,null,null,null,null,null,null,null,null,null,null,null,null,null,null,null,null,null,null,null,null,null,null,null,null,null,null,null,null,null,{"$error":"#VALUE!"}]
[null,null,null,null,null,null,null,null,null,null,null,null,null,null,null,null,null,null,null,null,null,null,null,null,null,null,null,null,null,null,null,null,{"$error":"#VALUE!"}]
[null,null,null,null,null,null,null,null,null,null,null,null,null,null,null,null,null,null,null,null,null,null,null,null,null,null,null,null,null,null,null,null,{"$error":"#VALUE!"}]
[null,null,null,null,null,null,null,null,null,null,null,null,null,null,null,null,null,null,null,null,null,null,null,null,null,null,null,null,null,null,null,null,{"$error":"#VALUE!"}]
[null,null,null,null,null,null,null,null,null,null,null,null,null,null,null,null,null,null,null,null,null,null,null,null,null,null,null,null,null,null,null,null,{"$error":"#VALUE!"}]
[null,null,null,null,null,null,null,null,null,null,null,null,null,null,null,null,null,null,null,null,null,null,null,null,null,null,null,null,null,null,null,null,{"$error":"#VALUE!"}]
[null,null,null,null,null,null,null,null,null,null,null,null,null,null,null,null,null,null,null,null,null,null,null,null,null,null,null,null,null,null,null,null,{"$error":"#VALUE!"}]
[null,null,null,null,null,null,null,null,null,null,null,null,null,null,null,null,null,null,null,null,null,null,null,null,null,null,null,null,null,null,null,null,{"$error":"#VALUE!"}]
[null,null,null,null,null,null,null,null,null,null,null,null,null,null,null,null,null,null,null,null,null,null,null,null,null,null,null,null,null,null,null,null,{"$error":"#VALUE!"}]
[null,null,null,null,null,null,null,null,null,null,null,null,null,null,null,null,null,null,null,null,null,null,null,null,null,null,null,null,null,null,null,null,{"$error":"#VALUE!"}]
[null,null,null,null,null,null,null,null,null,null,null,null,null,null,null,null,null,null,null,null,null,null,null,null,null,null,null,null,null,null,null,null,{"$error":"#VALUE!"}]
[null,null,null,null,null,null,null,null,null,null,null,null,null,null,null,null,null,null,null,null,null,null,null,null,null,null,null,null,null,null,null,null,{"$error":"#VALUE!"}]
[null,null,null,null,null,null,null,null,null,null,null,null,null,null,null,null,null,null,null,null,null,null,null,null,null,null,null,null,null,null,null,null,{"$error":"#VALUE!"}]
[null,null,null,null,null,null,null,null,null,null,null,null,null,null,null,null,null,null,null,null,null,null,null,null,null,null,null,null,null,null,null,null,{"$error":"#VALUE!"}]
[null,null,null,null,null,null,null,null,null,null,null,null,null,null,null,null,null,null,null,null,null,null,null,null,null,null,null,null,null,null,null,null,{"$error":"#VALUE!"}]
[null,null,null,null,null,null,null,null,null,null,null,null,null,null,null,null,null,null,null,null,null,null,null,null,null,null,null,null,null,null,null,null,{"$error":"#VALUE!"}]
[null,null,null,null,null,null,null,null,null,null,null,null,null,null,null,null,null,null,null,null,null,null,null,null,null,null,null,null,null,null,null,null,{"$error":"#VALUE!"}]
[null,null,null,null,null,null,null,null,null,null,null,null,null,null,null,null,null,null,null,null,null,null,null,null,null,null,null,null,null,null,null,null,{"$error":"#VALUE!"}]
[null,null,null,null,null,null,null,null,null,null,null,null,null,null,null,null,null,null,null,null,null,null,null,null,null,null,null,null,null,null,null,null,{"$error":"#VALUE!"}]
[null,null,null,null,null,null,null,null,null,null,null,null,null,null,null,null,null,null,null,null,null,null,null,null,null,null,null,null,null,null,null,null,{"$error":"#VALUE!"}]
[null,null,null,null,null,null,null,null,null,null,null,null,null,null,null,null,null,null,null,null,null,null,null,null,null,null,null,null,null,null,null,null,{"$error":"#VALUE!"}]
[null,null,null,null,null,null,null,null,null,null,null,null,null,null,null,null,null,null,null,null,null,null,null,null,null,null,null,null,null,null,null,null,{"$error":"#VALUE!"}]
[null,null,null,null,null,null,null,null,null,null,null,null,null,null,null,null,null,null,null,null,null,null,null,null,null,null,null,null,null,null,null,null,{"$error":"#VALUE!"}]
[null,null,null,null,null,null,null,null,null,null,null,null,null,null,null,null,null,null,null,null,null,null,null,null,null,null,null,null,null,null,null,null,{"$error":"#VALUE!"}]
[null,null,null,null,null,null,null,null,null,null,null,null,null,null,null,null,null,null,null,null,null,null,null,null,null,null,null,null,null,null,null,null,{"$error":"#VALUE!"}]
[null,null,null,null,null,null,null,null,null,null,null,null,null,null,null,null,null,null,null,null,null,null,null,null,null,null,null,null,null,null,null,null,{"$error":"#VALUE!"}]
[null,null,null,null,null,null,null,null,null,null,null,null,null,null,null,null,null,null,null,null,null,null,null,null,null,null,null,null,null,null,null,null,{"$error":"#VALUE!"}]
[null,null,null,null,null,null,null,null,null,null,null,null,null,null,null,null,null,null,null,null,null,null,null,null,null,null,null,null,null,null,null,null,{"$error":"#VALUE!"}]
[null,null,null,null,null,null,null,null,null,null,null,null,null,null,null,null,null,null,null,null,null,null,null,null,null,null,null,null,null,null,null,null,{"$error":"#VALUE!"}]
[null,null,null,null,null,null,null,null,null,null,null,null,null,null,null,null,null,null,null,null,null,null,null,null,null,null,null,null,null,null,null,null,{"$error":"#VALUE!"}]
[null,null,null,null,null,null,null,null,null,null,null,null,null,null,null,null,null,null,null,null,null,null,null,null,null,null,null,null,null,null,null,null,{"$error":"#VALUE!"}]
[null,null,null,null,null,null,null,null,null,null,null,null,null,null,null,null,null,null,null,null,null,null,null,null,null,null,null,null,null,null,null,null,{"$error":"#VALUE!"}]
[null,null,null,null,null,null,null,null,null,null,null,null,null,null,null,null,null,null,null,null,null,null,null,null,null,null,null,null,null,null,null,null,{"$error":"#VALUE!"}]
[null,null,null,null,null,null,null,null,null,null,null,null,null,null,null,null,null,null,null,null,null,null,null,null,null,null,null,null,null,null,null,null,{"$error":"#VALUE!"}]
[null,null,null,null,null,null,null,null,null,null,null,null,null,null,null,null,null,null,null,null,null,null,null,null,null,null,null,null,null,null,null,null,{"$error":"#VALUE!"}]
[null,null,null,null,null,null,null,null,null,null,null,null,null,null,null,null,null,null,null,null,null,null,null,null,null,null,null,null,null,null,null,null,{"$error":"#VALUE!"}]
[null,null,null,null,null,null,null,null,null,null,null,null,null,null,null,null,null,null,null,null,null,null,null,null,null,null,null,null,null,null,null,null,{"$error":"#VALUE!"}]
[null,null,null,null,null,null,null,null,null,null,null,null,null,null,null,null,null,null,null,null,null,null,null,null,null,null,null,null,null,null,null,null,{"$error":"#VALUE!"}]
[null,null,null,null,null,null,null,null,null,null,null,null,null,null,null,null,null,null,null,null,null,null,null,null,null,null,null,null,null,null,null,null,{"$error":"#VALUE!"}]
[null,null,null,null,null,null,null,null,null,null,null,null,null,null,null,null,null,null,null,null,null,null,null,null,null,null,null,null,null,null,null,null,{"$error":"#VALUE!"}]
[null,null,null,null,null,null,null,null,null,null,null,null,null,null,null,null,null,null,null,null,null,null,null,null,null,null,null,null,null,null,null,null,{"$error":"#VALUE!"}]
[null,null,null,null,null,null,null,null,null,null,null,null,null,null,null,null,null,null,null,null,null,null,null,null,null,null,null,null,null,null,null,null,{"$error":"#VALUE!"}]
[null,null,null,null,null,null,null,null,null,null,null,null,null,null,null,null,null,null,null,null,null,null,null,null,null,null,null,null,null,null,null,null,{"$error":"#VALUE!"}]
[null,null,null,null,null,null,null,null,null,null,null,null,null,null,null,null,null,null,null,null,null,null,null,null,null,null,null,null,null,null,null,null,{"$error":"#VALUE!"}]
[null,null,null,null,null,null,null,null,null,null,null,null,null,null,null,null,null,null,null,null,null,null,null,null,null,null,null,null,null,null,null,null,{"$error":"#VALUE!"}]
[null,null,null,null,null,null,null,null,null,null,null,null,null,null,null,null,null,null,null,null,null,null,null,null,null,null,null,null,null,null,null,null,{"$error":"#VALUE!"}]
[null,null,null,null,null,null,null,null,null,null,null,null,null,null,null,null,null,null,null,null,null,null,null,null,null,null,null,null,null,null,null,null,{"$error":"#VALUE!"}]
[null,null,null,null,null,null,null,null,null,null,null,null,null,null,null,null,null,null,null,null,null,null,null,null,null,null,null,null,null,null,null,null,{"$error":"#VALUE!"}]
[null,null,null,null,null,null,null,null,null,null,null,null,null,null,null,null,null,null,null,null,null,null,null,null,null,null,null,null,null,null,null,null,{"$error":"#VALUE!"}]
[null,null,null,null,null,null,null,null,null,null,null,null,null,null,null,null,null,null,null,null,null,null,null,null,null,null,null,null,null,null,null,null,{"$error":"#VALUE!"}]
[null,null,null,null,null,null,null,null,null,null,null,null,null,null,null,null,null,null,null,null,null,null,null,null,null,null,null,null,null,null,null,null,{"$error":"#VALUE!"}]
[null,null,null,null,null,null,null,null,null,null,null,null,null,null,null,null,null,null,null,null,null,null,null,null,null,null,null,null,null,null,null,null,{"$error":"#VALUE!"}]
[null,null,null,null,null,null,null,null,null,null,null,null,null,null,null,null,null,null,null,null,null,null,null,null,null,null,null,null,null,null,null,null,{"$error":"#VALUE!"}]
[null,null,null,null,null,null,null,null,null,null,null,null,null,null,null,null,null,null,null,null,null,null,null,null,null,null,null,null,null,null,null,null,{"$f":"IF((CODE(RIGHT(B280,1))>96),CONCATENATE(REPT(\"0\",6-LEN(B280)),B280),CONCATENATE(REPT(\"0\",5-LEN(B280)),B280))","v":{"$error":"#VALUE!"}}]
[null,null,null,null,null,null,null,null,null,null,null,null,null,null,null,null,null,null,null,null,null,null,null,null,null,null,null,null,null,null,null,null,{"$error":"#VALUE!"}]
[null,null,null,null,null,null,null,null,null,null,null,null,null,null,null,null,null,null,null,null,null,null,null,null,null,null,null,null,null,null,null,null,{"$error":"#VALUE!"}]
[null,null,null,null,null,null,null,null,null,null,null,null,null,null,null,null,null,null,null,null,null,null,null,null,null,null,null,null,null,null,null,null,{"$error":"#VALUE!"}]
[null,null,null,null,null,null,null,null,null,null,null,null,null,null,null,null,null,null,null,null,null,null,null,null,null,null,null,null,null,null,null,null,{"$error":"#VALUE!"}]
[null,null,null,null,null,null,null,null,null,null,null,null,null,null,null,null,null,null,null,null,null,null,null,null,null,null,null,null,null,null,null,null,{"$error":"#VALUE!"}]
[null,null,null,null,null,null,null,null,null,null,null,null,null,null,null,null,null,null,null,null,null,null,null,null,null,null,null,null,null,null,null,null,{"$error":"#VALUE!"}]
[null,null,null,null,null,null,null,null,null,null,null,null,null,null,null,null,null,null,null,null,null,null,null,null,null,null,null,null,null,null,null,null,{"$error":"#VALUE!"}]
[null,null,null,null,null,null,null,null,null,null,null,null,null,null,null,null,null,null,null,null,null,null,null,null,null,null,null,null,null,null,null,null,{"$error":"#VALUE!"}]
[null,null,null,null,null,null,null,null,null,null,null,null,null,null,null,null,null,null,null,null,null,null,null,null,null,null,null,null,null,null,null,null,{"$error":"#VALUE!"}]
[null,null,null,null,null,null,null,null,null,null,null,null,null,null,null,null,null,null,null,null,null,null,null,null,null,null,null,null,null,null,null,null,{"$error":"#VALUE!"}]
[null,null,null,null,null,null,null,null,null,null,null,null,null,null,null,null,null,null,null,null,null,null,null,null,null,null,null,null,null,null,null,null,{"$error":"#VALUE!"}]
[null,null,null,null,null,null,null,null,null,null,null,null,null,null,null,null,null,null,null,null,null,null,null,null,null,null,null,null,null,null,null,null,{"$error":"#VALUE!"}]
[null,null,null,null,null,null,null,null,null,null,null,null,null,null,null,null,null,null,null,null,null,null,null,null,null,null,null,null,null,null,null,null,{"$error":"#VALUE!"}]
[null,null,null,null,null,null,null,null,null,null,null,null,null,null,null,null,null,null,null,null,null,null,null,null,null,null,null,null,null,null,null,null,{"$error":"#VALUE!"}]
[null,null,null,null,null,null,null,null,null,null,null,null,null,null,null,null,null,null,null,null,null,null,null,null,null,null,null,null,null,null,null,null,{"$error":"#VALUE!"}]
[null,null,null,null,null,null,null,null,null,null,null,null,null,null,null,null,null,null,null,null,null,null,null,null,null,null,null,null,null,null,null,null,{"$error":"#VALUE!"}]
[null,null,null,null,null,null,null,null,null,null,null,null,null,null,null,null,null,null,null,null,null,null,null,null,null,null,null,null,null,null,null,null,{"$error":"#VALUE!"}]
[null,null,null,null,null,null,null,null,null,null,null,null,null,null,null,null,null,null,null,null,null,null,null,null,null,null,null,null,null,null,null,null,{"$error":"#VALUE!"}]
[null,null,null,null,null,null,null,null,null,null,null,null,null,null,null,null,null,null,null,null,null,null,null,null,null,null,null,null,null,null,null,null,{"$error":"#VALUE!"}]
[null,null,null,null,null,null,null,null,null,null,null,null,null,null,null,null,null,null,null,null,null,null,null,null,null,null,null,null,null,null,null,null,{"$error":"#VALUE!"}]
[null,null,null,null,null,null,null,null,null,null,null,null,null,null,null,null,null,null,null,null,null,null,null,null,null,null,null,null,null,null,null,null,{"$error":"#VALUE!"}]
[null,null,null,null,null,null,null,null,null,null,null,null,null,null,null,null,null,null,null,null,null,null,null,null,null,null,null,null,null,null,null,null,{"$error":"#VALUE!"}]
[null,null,null,null,null,null,null,null,null,null,null,null,null,null,null,null,null,null,null,null,null,null,null,null,null,null,null,null,null,null,null,null,{"$error":"#VALUE!"}]
[null,null,null,null,null,null,null,null,null,null,null,null,null,null,null,null,null,null,null,null,null,null,null,null,null,null,null,null,null,null,null,null,{"$error":"#VALUE!"}]
[null,null,null,null,null,null,null,null,null,null,null,null,null,null,null,null,null,null,null,null,null,null,null,null,null,null,null,null,null,null,null,null,{"$error":"#VALUE!"}]
[null,null,null,null,null,null,null,null,null,null,null,null,null,null,null,null,null,null,null,null,null,null,null,null,null,null,null,null,null,null,null,null,{"$error":"#VALUE!"}]
[null,null,null,null,null,null,null,null,null,null,null,null,null,null,null,null,null,null,null,null,null,null,null,null,null,null,null,null,null,null,null,null,{"$error":"#VALUE!"}]
[null,null,null,null,null,null,null,null,null,null,null,null,null,null,null,null,null,null,null,null,null,null,null,null,null,null,null,null,null,null,null,null,{"$error":"#VALUE!"}]
[null,null,null,null,null,null,null,null,null,null,null,null,null,null,null,null,null,null,null,null,null,null,null,null,null,null,null,null,null,null,null,null,{"$error":"#VALUE!"}]
[null,null,null,null,null,null,null,null,null,null,null,null,null,null,null,null,null,null,null,null,null,null,null,null,null,null,null,null,null,null,null,null,{"$error":"#VALUE!"}]
[null,null,null,null,null,null,null,null,null,null,null,null,null,null,null,null,null,null,null,null,null,null,null,null,null,null,null,null,null,null,null,null,{"$error":"#VALUE!"}]
[null,null,null,null,null,null,null,null,null,null,null,null,null,null,null,null,null,null,null,null,null,null,null,null,null,null,null,null,null,null,null,null,{"$error":"#VALUE!"}]
[null,null,null,null,null,null,null,null,null,null,null,null,null,null,null,null,null,null,null,null,null,null,null,null,null,null,null,null,null,null,null,null,{"$error":"#VALUE!"}]
[null,null,null,null,null,null,null,null,null,null,null,null,null,null,null,null,null,null,null,null,null,null,null,null,null,null,null,null,null,null,null,null,{"$error":"#VALUE!"}]
[null,null,null,null,null,null,null,null,null,null,null,null,null,null,null,null,null,null,null,null,null,null,null,null,null,null,null,null,null,null,null,null,{"$error":"#VALUE!"}]
[null,null,null,null,null,null,null,null,null,null,null,null,null,null,null,null,null,null,null,null,null,null,null,null,null,null,null,null,null,null,null,null,{"$error":"#VALUE!"}]
[null,null,null,null,null,null,null,null,null,null,null,null,null,null,null,null,null,null,null,null,null,null,null,null,null,null,null,null,null,null,null,null,{"$error":"#VALUE!"}]
[null,null,null,null,null,null,null,null,null,null,null,null,null,null,null,null,null,null,null,null,null,null,null,null,null,null,null,null,null,null,null,null,{"$error":"#VALUE!"}]
[null,null,null,null,null,null,null,null,null,null,null,null,null,null,null,null,null,null,null,null,null,null,null,null,null,null,null,null,null,null,null,null,{"$error":"#VALUE!"}]
[null,null,null,null,null,null,null,null,null,null,null,null,null,null,null,null,null,null,null,null,null,null,null,null,null,null,null,null,null,null,null,null,{"$error":"#VALUE!"}]
[null,null,null,null,null,null,null,null,null,null,null,null,null,null,null,null,null,null,null,null,null,null,null,null,null,null,null,null,null,null,null,null,{"$error":"#VALUE!"}]
[null,null,null,null,null,null,null,null,null,null,null,null,null,null,null,null,null,null,null,null,null,null,null,null,null,null,null,null,null,null,null,null,{"$error":"#VALUE!"}]
[null,null,null,null,null,null,null,null,null,null,null,null,null,null,null,null,null,null,null,null,null,null,null,null,null,null,null,null,null,null,null,null,{"$error":"#VALUE!"}]
[null,null,null,null,null,null,null,null,null,null,null,null,null,null,null,null,null,null,null,null,null,null,null,null,null,null,null,null,null,null,null,null,{"$error":"#VALUE!"}]
[null,null,null,null,null,null,null,null,null,null,null,null,null,null,null,null,null,null,null,null,null,null,null,null,null,null,null,null,null,null,null,null,{"$error":"#VALUE!"}]
[null,null,null,null,null,null,null,null,null,null,null,null,null,null,null,null,null,null,null,null,null,null,null,null,null,null,null,null,null,null,null,null,{"$error":"#VALUE!"}]
[null,null,null,null,null,null,null,null,null,null,null,null,null,null,null,null,null,null,null,null,null,null,null,null,null,null,null,null,null,null,null,null,{"$error":"#VALUE!"}]
[null,null,null,null,null,null,null,null,null,null,null,null,null,null,null,null,null,null,null,null,null,null,null,null,null,null,null,null,null,null,null,null,{"$error":"#VALUE!"}]
[null,null,null,null,null,null,null,null,null,null,null,null,null,null,null,null,null,null,null,null,null,null,null,null,null,null,null,null,null,null,null,null,{"$error":"#VALUE!"}]
[null,null,null,null,null,null,null,null,null,null,null,null,null,null,null,null,null,null,null,null,null,null,null,null,null,null,null,null,null,null,null,null,{"$error":"#VALUE!"}]
[null,null,null,null,null,null,null,null,null,null,null,null,null,null,null,null,null,null,null,null,null,null,null,null,null,null,null,null,null,null,null,null,{"$error":"#VALUE!"}]
[null,null,null,null,null,null,null,null,null,null,null,null,null,null,null,null,null,null,null,null,null,null,null,null,null,null,null,null,null,null,null,null,{"$error":"#VALUE!"}]
[null,null,null,null,null,null,null,null,null,null,null,null,null,null,null,null,null,null,null,null,null,null,null,null,null,null,null,null,null,null,null,null,{"$error":"#VALUE!"}]
[null,null,null,null,null,null,null,null,null,null,null,null,null,null,null,null,null,null,null,null,null,null,null,null,null,null,null,null,null,null,null,null,{"$error":"#VALUE!"}]
[null,null,null,null,null,null,null,null,null,null,null,null,null,null,null,null,null,null,null,null,null,null,null,null,null,null,null,null,null,null,null,null,{"$error":"#VALUE!"}]
[null,null,null,null,null,null,null,null,null,null,null,null,null,null,null,null,null,null,null,null,null,null,null,null,null,null,null,null,null,null,null,null,{"$error":"#VALUE!"}]
[null,null,null,null,null,null,null,null,null,null,null,null,null,null,null,null,null,null,null,null,null,null,null,null,null,null,null,null,null,null,null,null,{"$error":"#VALUE!"}]
[null,null,null,null,null,null,null,null,null,null,null,null,null,null,null,null,null,null,null,null,null,null,null,null,null,null,null,null,null,null,null,null,{"$error":"#VALUE!"}]
[null,null,null,null,null,null,null,null,null,null,null,null,null,null,null,null,null,null,null,null,null,null,null,null,null,null,null,null,null,null,null,null,{"$error":"#VALUE!"}]
[null,null,null,null,null,null,null,null,null,null,null,null,null,null,null,null,null,null,null,null,null,null,null,null,null,null,null,null,null,null,null,null,{"$error":"#VALUE!"}]
[null,null,null,null,null,null,null,null,null,null,null,null,null,null,null,null,null,null,null,null,null,null,null,null,null,null,null,null,null,null,null,null,{"$error":"#VALUE!"}]
[null,null,null,null,null,null,null,null,null,null,null,null,null,null,null,null,null,null,null,null,null,null,null,null,null,null,null,null,null,null,null,null,{"$error":"#VALUE!"}]
[null,null,null,null,null,null,null,null,null,null,null,null,null,null,null,null,null,null,null,null,null,null,null,null,null,null,null,null,null,null,null,null,{"$error":"#VALUE!"}]
[null,null,null,null,null,null,null,null,null,null,null,null,null,null,null,null,null,null,null,null,null,null,null,null,null,null,null,null,null,null,null,null,{"$f":"IF((CODE(RIGHT(B344,1))>96),CONCATENATE(REPT(\"0\",6-LEN(B344)),B344),CONCATENATE(REPT(\"0\",5-LEN(B344)),B344))","v":{"$error":"#VALUE!"}}]
[null,null,null,null,null,null,null,null,null,null,null,null,null,null,null,null,null,null,null,null,null,null,null,null,null,null,null,null,null,null,null,null,{"$error":"#VALUE!"}]
[null,null,null,null,null,null,null,null,null,null,null,null,null,null,null,null,null,null,null,null,null,null,null,null,null,null,null,null,null,null,null,null,{"$error":"#VALUE!"}]
[null,null,null,null,null,null,null,null,null,null,null,null,null,null,null,null,null,null,null,null,null,null,null,null,null,null,null,null,null,null,null,null,{"$error":"#VALUE!"}]
[null,null,null,null,null,null,null,null,null,null,null,null,null,null,null,null,null,null,null,null,null,null,null,null,null,null,null,null,null,null,null,null,{"$error":"#VALUE!"}]
[null,null,null,null,null,null,null,null,null,null,null,null,null,null,null,null,null,null,null,null,null,null,null,null,null,null,null,null,null,null,null,null,{"$error":"#VALUE!"}]
[null,null,null,null,null,null,null,null,null,null,null,null,null,null,null,null,null,null,null,null,null,null,null,null,null,null,null,null,null,null,null,null,{"$error":"#VALUE!"}]
[null,null,null,null,null,null,null,null,null,null,null,null,null,null,null,null,null,null,null,null,null,null,null,null,null,null,null,null,null,null,null,null,{"$error":"#VALUE!"}]
[null,null,null,null,null,null,null,null,null,null,null,null,null,null,null,null,null,null,null,null,null,null,null,null,null,null,null,null,null,null,null,null,{"$error":"#VALUE!"}]
[null,null,null,null,null,null,null,null,null,null,null,null,null,null,null,null,null,null,null,null,null,null,null,null,null,null,null,null,null,null,null,null,{"$error":"#VALUE!"}]
[null,null,null,null,null,null,null,null,null,null,null,null,null,null,null,null,null,null,null,null,null,null,null,null,null,null,null,null,null,null,null,null,{"$error":"#VALUE!"}]
[null,null,null,null,null,null,null,null,null,null,null,null,null,null,null,null,null,null,null,null,null,null,null,null,null,null,null,null,null,null,null,null,{"$error":"#VALUE!"}]
[null,null,null,null,null,null,null,null,null,null,null,null,null,null,null,null,null,null,null,null,null,null,null,null,null,null,null,null,null,null,null,null,{"$error":"#VALUE!"}]
[null,null,null,null,null,null,null,null,null,null,null,null,null,null,null,null,null,null,null,null,null,null,null,null,null,null,null,null,null,null,null,null,{"$error":"#VALUE!"}]
[null,null,null,null,null,null,null,null,null,null,null,null,null,null,null,null,null,null,null,null,null,null,null,null,null,null,null,null,null,null,null,null,{"$error":"#VALUE!"}]
[null,null,null,null,null,null,null,null,null,null,null,null,null,null,null,null,null,null,null,null,null,null,null,null,null,null,null,null,null,null,null,null,{"$error":"#VALUE!"}]
[null,null,null,null,null,null,null,null,null,null,null,null,null,null,null,null,null,null,null,null,null,null,null,null,null,null,null,null,null,null,null,null,{"$error":"#VALUE!"}]
[null,null,null,null,null,null,null,null,null,null,null,null,null,null,null,null,null,null,null,null,null,null,null,null,null,null,null,null,null,null,null,null,{"$error":"#VALUE!"}]
[null,null,null,null,null,null,null,null,null,null,null,null,null,null,null,null,null,null,null,null,null,null,null,null,null,null,null,null,null,null,null,null,{"$error":"#VALUE!"}]
[null,null,null,null,null,null,null,null,null,null,null,null,null,null,null,null,null,null,null,null,null,null,null,null,null,null,null,null,null,null,null,null,{"$error":"#VALUE!"}]
[null,null,null,null,null,null,null,null,null,null,null,null,null,null,null,null,null,null,null,null,null,null,null,null,null,null,null,null,null,null,null,null,{"$error":"#VALUE!"}]
[null,null,null,null,null,null,null,null,null,null,null,null,null,null,null,null,null,null,null,null,null,null,null,null,null,null,null,null,null,null,null,null,{"$error":"#VALUE!"}]
[null,null,null,null,null,null,null,null,null,null,null,null,null,null,null,null,null,null,null,null,null,null,null,null,null,null,null,null,null,null,null,null,{"$error":"#VALUE!"}]
[null,null,null,null,null,null,null,null,null,null,null,null,null,null,null,null,null,null,null,null,null,null,null,null,null,null,null,null,null,null,null,null,{"$error":"#VALUE!"}]
[null,null,null,null,null,null,null,null,null,null,null,null,null,null,null,null,null,null,null,null,null,null,null,null,null,null,null,null,null,null,null,null,{"$error":"#VALUE!"}]
[null,null,null,null,null,null,null,null,null,null,null,null,null,null,null,null,null,null,null,null,null,null,null,null,null,null,null,null,null,null,null,null,{"$error":"#VALUE!"}]
[null,null,null,null,null,null,null,null,null,null,null,null,null,null,null,null,null,null,null,null,null,null,null,null,null,null,null,null,null,null,null,null,{"$error":"#VALUE!"}]
[null,null,null,null,null,null,null,null,null,null,null,null,null,null,null,null,null,null,null,null,null,null,null,null,null,null,null,null,null,null,null,null,{"$error":"#VALUE!"}]
[null,null,null,null,null,null,null,null,null,null,null,null,null,null,null,null,null,null,null,null,null,null,null,null,null,null,null,null,null,null,null,null,{"$error":"#VALUE!"}]
[null,null,null,null,null,null,null,null,null,null,null,null,null,null,null,null,null,null,null,null,null,null,null,null,null,null,null,null,null,null,null,null,{"$error":"#VALUE!"}]
[null,null,null,null,null,null,null,null,null,null,null,null,null,null,null,null,null,null,null,null,null,null,null,null,null,null,null,null,null,null,null,null,{"$error":"#VALUE!"}]
[null,null,null,null,null,null,null,null,null,null,null,null,null,null,null,null,null,null,null,null,null,null,null,null,null,null,null,null,null,null,null,null,{"$error":"#VALUE!"}]
[null,null,null,null,null,null,null,null,null,null,null,null,null,null,null,null,null,null,null,null,null,null,null,null,null,null,null,null,null,null,null,null,{"$error":"#VALUE!"}]
[null,null,null,null,null,null,null,null,null,null,null,null,null,null,null,null,null,null,null,null,null,null,null,null,null,null,null,null,null,null,null,null,{"$error":"#VALUE!"}]
[null,null,null,null,null,null,null,null,null,null,null,null,null,null,null,null,null,null,null,null,null,null,null,null,null,null,null,null,null,null,null,null,{"$error":"#VALUE!"}]
[null,null,null,null,null,null,null,null,null,null,null,null,null,null,null,null,null,null,null,null,null,null,null,null,null,null,null,null,null,null,null,null,{"$error":"#VALUE!"}]
[null,null,null,null,null,null,null,null,null,null,null,null,null,null,null,null,null,null,null,null,null,null,null,null,null,null,null,null,null,null,null,null,{"$error":"#VALUE!"}]
[null,null,null,null,null,null,null,null,null,null,null,null,null,null,null,null,null,null,null,null,null,null,null,null,null,null,null,null,null,null,null,null,{"$error":"#VALUE!"}]
[null,null,null,null,null,null,null,null,null,null,null,null,null,null,null,null,null,null,null,null,null,null,null,null,null,null,null,null,null,null,null,null,{"$error":"#VALUE!"}]
[null,null,null,null,null,null,null,null,null,null,null,null,null,null,null,null,null,null,null,null,null,null,null,null,null,null,null,null,null,null,null,null,{"$error":"#VALUE!"}]
[null,null,null,null,null,null,null,null,null,null,null,null,null,null,null,null,null,null,null,null,null,null,null,null,null,null,null,null,null,null,null,null,{"$error":"#VALUE!"}]
[null,null,null,null,null,null,null,null,null,null,null,null,null,null,null,null,null,null,null,null,null,null,null,null,null,null,null,null,null,null,null,null,{"$error":"#VALUE!"}]
[null,null,null,null,null,null,null,null,null,null,null,null,null,null,null,null,null,null,null,null,null,null,null,null,null,null,null,null,null,null,null,null,{"$error":"#VALUE!"}]
[null,null,null,null,null,null,null,null,null,null,null,null,null,null,null,null,null,null,null,null,null,null,null,null,null,null,null,null,null,null,null,null,{"$error":"#VALUE!"}]
[null,null,null,null,null,null,null,null,null,null,null,null,null,null,null,null,null,null,null,null,null,null,null,null,null,null,null,null,null,null,null,null,{"$error":"#VALUE!"}]
[null,null,null,null,null,null,null,null,null,null,null,null,null,null,null,null,null,null,null,null,null,null,null,null,null,null,null,null,null,null,null,null,{"$error":"#VALUE!"}]
[null,null,null,null,null,null,null,null,null,null,null,null,null,null,null,null,null,null,null,null,null,null,null,null,null,null,null,null,null,null,null,null,{"$error":"#VALUE!"}]
[null,null,null,null,null,null,null,null,null,null,null,null,null,null,null,null,null,null,null,null,null,null,null,null,null,null,null,null,null,null,null,null,{"$error":"#VALUE!"}]
[null,null,null,null,null,null,null,null,null,null,null,null,null,null,null,null,null,null,null,null,null,null,null,null,null,null,null,null,null,null,null,null,{"$error":"#VALUE!"}]
[null,null,null,null,null,null,null,null,null,null,null,null,null,null,null,null,null,null,null,null,null,null,null,null,null,null,null,null,null,null,null,null,{"$error":"#VALUE!"}]
[null,null,null,null,null,null,null,null,null,null,null,null,null,null,null,null,null,null,null,null,null,null,null,null,null,null,null,null,null,null,null,null,{"$error":"#VALUE!"}]
[null,null,null,null,null,null,null,null,null,null,null,null,null,null,null,null,null,null,null,null,null,null,null,null,null,null,null,null,null,null,null,null,{"$error":"#VALUE!"}]
[null,null,null,null,null,null,null,null,null,null,null,null,null,null,null,null,null,null,null,null,null,null,null,null,null,null,null,null,null,null,null,null,{"$error":"#VALUE!"}]
[null,null,null,null,null,null,null,null,null,null,null,null,null,null,null,null,null,null,null,null,null,null,null,null,null,null,null,null,null,null,null,null,{"$error":"#VALUE!"}]
[null,null,null,null,null,null,null,null,null,null,null,null,null,null,null,null,null,null,null,null,null,null,null,null,null,null,null,null,null,null,null,null,{"$error":"#VALUE!"}]
[null,null,null,null,null,null,null,null,null,null,null,null,null,null,null,null,null,null,null,null,null,null,null,null,null,null,null,null,null,null,null,null,{"$error":"#VALUE!"}]
[null,null,null,null,null,null,null,null,null,null,null,null,null,null,null,null,null,null,null,null,null,null,null,null,null,null,null,null,null,null,null,null,{"$error":"#VALUE!"}]
[null,null,null,null,null,null,null,null,null,null,null,null,null,null,null,null,null,null,null,null,null,null,null,null,null,null,null,null,null,null,null,null,{"$error":"#VALUE!"}]
[null,null,null,null,null,null,null,null,null,null,null,null,null,null,null,null,null,null,null,null,null,null,null,null,null,null,null,null,null,null,null,null,{"$error":"#VALUE!"}]
[null,null,null,null,null,null,null,null,null,null,null,null,null,null,null,null,null,null,null,null,null,null,null,null,null,null,null,null,null,null,null,null,{"$error":"#VALUE!"}]
[null,null,null,null,null,null,null,null,null,null,null,null,null,null,null,null,null,null,null,null,null,null,null,null,null,null,null,null,null,null,null,null,{"$error":"#VALUE!"}]
[null,null,null,null,null,null,null,null,null,null,null,null,null,null,null,null,null,null,null,null,null,null,null,null,null,null,null,null,null,null,null,null,{"$error":"#VALUE!"}]
[null,null,null,null,null,null,null,null,null,null,null,null,null,null,null,null,null,null,null,null,null,null,null,null,null,null,null,null,null,null,null,null,{"$error":"#VALUE!"}]
[null,null,null,null,null,null,null,null,null,null,null,null,null,null,null,null,null,null,null,null,null,null,null,null,null,null,null,null,null,null,null,null,{"$error":"#VALUE!"}]
[null,null,null,null,null,null,null,null,null,null,null,null,null,null,null,null,null,null,null,null,null,null,null,null,null,null,null,null,null,null,null,null,{"$f":"IF((CODE(RIGHT(B408,1))>96),CONCATENATE(REPT(\"0\",6-LEN(B408)),B408),CONCATENATE(REPT(\"0\",5-LEN(B408)),B408))","v":{"$error":"#VALUE!"}}]
[null,null,null,null,null,null,null,null,null,null,null,null,null,null,null,null,null,null,null,null,null,null,null,null,null,null,null,null,null,null,null,null,{"$error":"#VALUE!"}]
[null,null,null,null,null,null,null,null,null,null,null,null,null,null,null,null,null,null,null,null,null,null,null,null,null,null,null,null,null,null,null,null,{"$error":"#VALUE!"}]
[null,null,null,null,null,null,null,null,null,null,null,null,null,null,null,null,null,null,null,null,null,null,null,null,null,null,null,null,null,null,null,null,{"$error":"#VALUE!"}]
[null,null,null,null,null,null,null,null,null,null,null,null,null,null,null,null,null,null,null,null,null,null,null,null,null,null,null,null,null,null,null,null,{"$error":"#VALUE!"}]
[null,null,null,null,null,null,null,null,null,null,null,null,null,null,null,null,null,null,null,null,null,null,null,null,null,null,null,null,null,null,null,null,{"$error":"#VALUE!"}]
[null,null,null,null,null,null,null,null,null,null,null,null,null,null,null,null,null,null,null,null,null,null,null,null,null,null,null,null,null,null,null,null,{"$error":"#VALUE!"}]
[null,null,null,null,null,null,null,null,null,null,null,null,null,null,null,null,null,null,null,null,null,null,null,null,null,null,null,null,null,null,null,null,{"$error":"#VALUE!"}]
[null,null,null,null,null,null,null,null,null,null,null,null,null,null,null,null,null,null,null,null,null,null,null,null,null,null,null,null,null,null,null,null,{"$error":"#VALUE!"}]
[null,null,null,null,null,null,null,null,null,null,null,null,null,null,null,null,null,null,null,null,null,null,null,null,null,null,null,null,null,null,null,null,{"$error":"#VALUE!"}]
[null,null,null,null,null,null,null,null,null,null,null,null,null,null,null,null,null,null,null,null,null,null,null,null,null,null,null,null,null,null,null,null,{"$error":"#VALUE!"}]
[null,null,null,null,null,null,null,null,null,null,null,null,null,null,null,null,null,null,null,null,null,null,null,null,null,null,null,null,null,null,null,null,{"$error":"#VALUE!"}]
[null,null,null,null,null,null,null,null,null,null,null,null,null,null,null,null,null,null,null,null,null,null,null,null,null,null,null,null,null,null,null,null,{"$error":"#VALUE!"}]
[null,null,null,null,null,null,null,null,null,null,null,null,null,null,null,null,null,null,null,null,null,null,null,null,null,null,null,null,null,null,null,null,{"$error":"#VALUE!"}]
[null,null,null,null,null,null,null,null,null,null,null,null,null,null,null,null,null,null,null,null,null,null,null,null,null,null,null,null,null,null,null,null,{"$error":"#VALUE!"}]
[null,null,null,null,null,null,null,null,null,null,null,null,null,null,null,null,null,null,null,null,null,null,null,null,null,null,null,null,null,null,null,null,{"$error":"#VALUE!"}]
[null,null,null,null,null,null,null,null,null,null,null,null,null,null,null,null,null,null,null,null,null,null,null,null,null,null,null,null,null,null,null,null,{"$error":"#VALUE!"}]
[null,null,null,null,null,null,null,null,null,null,null,null,null,null,null,null,null,null,null,null,null,null,null,null,null,null,null,null,null,null,null,null,{"$error":"#VALUE!"}]
[null,null,null,null,null,null,null,null,null,null,null,null,null,null,null,null,null,null,null,null,null,null,null,null,null,null,null,null,null,null,null,null,{"$error":"#VALUE!"}]
[null,null,null,null,null,null,null,null,null,null,null,null,null,null,null,null,null,null,null,null,null,null,null,null,null,null,null,null,null,null,null,null,{"$error":"#VALUE!"}]
[null,null,null,null,null,null,null,null,null,null,null,null,null,null,null,null,null,null,null,null,null,null,null,null,null,null,null,null,null,null,null,null,{"$error":"#VALUE!"}]
[null,null,null,null,null,null,null,null,null,null,null,null,null,null,null,null,null,null,null,null,null,null,null,null,null,null,null,null,null,null,null,null,{"$error":"#VALUE!"}]
[null,null,null,null,null,null,null,null,null,null,null,null,null,null,null,null,null,null,null,null,null,null,null,null,null,null,null,null,null,null,null,null,{"$error":"#VALUE!"}]
[null,null,null,null,null,null,null,null,null,null,null,null,null,null,null,null,null,null,null,null,null,null,null,null,null,null,null,null,null,null,null,null,{"$error":"#VALUE!"}]
[null,null,null,null,null,null,null,null,null,null,null,null,null,null,null,null,null,null,null,null,null,null,null,null,null,null,null,null,null,null,null,null,{"$error":"#VALUE!"}]
[null,null,null,null,null,null,null,null,null,null,null,null,null,null,null,null,null,null,null,null,null,null,null,null,null,null,null,null,null,null,null,null,{"$error":"#VALUE!"}]
[null,null,null,null,null,null,null,null,null,null,null,null,null,null,null,null,null,null,null,null,null,null,null,null,null,null,null,null,null,null,null,null,{"$error":"#VALUE!"}]
[null,null,null,null,null,null,null,null,null,null,null,null,null,null,null,null,null,null,null,null,null,null,null,null,null,null,null,null,null,null,null,null,{"$error":"#VALUE!"}]
[null,null,null,null,null,null,null,null,null,null,null,null,null,null,null,null,null,null,null,null,null,null,null,null,null,null,null,null,null,null,null,null,{"$error":"#VALUE!"}]
[null,null,null,null,null,null,null,null,null,null,null,null,null,null,null,null,null,null,null,null,null,null,null,null,null,null,null,null,null,null,null,null,{"$error":"#VALUE!"}]
[null,null,null,null,null,null,null,null,null,null,null,null,null,null,null,null,null,null,null,null,null,null,null,null,null,null,null,null,null,null,null,null,{"$error":"#VALUE!"}]
[null,null,null,null,null,null,null,null,null,null,null,null,null,null,null,null,null,null,null,null,null,null,null,null,null,null,null,null,null,null,null,null,{"$error":"#VALUE!"}]
[null,null,null,null,null,null,null,null,null,null,null,null,null,null,null,null,null,null,null,null,null,null,null,null,null,null,null,null,null,null,null,null,{"$error":"#VALUE!"}]
[null,null,null,null,null,null,null,null,null,null,null,null,null,null,null,null,null,null,null,null,null,null,null,null,null,null,null,null,null,null,null,null,{"$error":"#VALUE!"}]
[null,null,null,null,null,null,null,null,null,null,null,null,null,null,null,null,null,null,null,null,null,null,null,null,null,null,null,null,null,null,null,null,{"$error":"#VALUE!"}]
[null,null,null,null,null,null,null,null,null,null,null,null,null,null,null,null,null,null,null,null,null,null,null,null,null,null,null,null,null,null,null,null,{"$error":"#VALUE!"}]
[null,null,null,null,null,null,null,null,null,null,null,null,null,null,null,null,null,null,null,null,null,null,null,null,null,null,null,null,null,null,null,null,{"$error":"#VALUE!"}]
[null,null,null,null,null,null,null,null,null,null,null,null,null,null,null,null,null,null,null,null,null,null,null,null,null,null,null,null,null,null,null,null,{"$error":"#VALUE!"}]
[null,null,null,null,null,null,null,null,null,null,null,null,null,null,null,null,null,null,null,null,null,null,null,null,null,null,null,null,null,null,null,null,{"$error":"#VALUE!"}]
[null,null,null,null,null,null,null,null,null,null,null,null,null,null,null,null,null,null,null,null,null,null,null,null,null,null,null,null,null,null,null,null,{"$error":"#VALUE!"}]
[null,null,null,null,null,null,null,null,null,null,null,null,null,null,null,null,null,null,null,null,null,null,null,null,null,null,null,null,null,null,null,null,{"$error":"#VALUE!"}]
[null,null,null,null,null,null,null,null,null,null,null,null,null,null,null,null,null,null,null,null,null,null,null,null,null,null,null,null,null,null,null,null,{"$error":"#VALUE!"}]

{"sheet":"EXPLANATION ","index":6,"n_rows":407,"n_cols":30,"rows_kept":407,"cut":false,"hidden":false,"merged":[[11,0,11,1],[0,0,1,8],[2,0,2,1],[4,6,6,10],[8,0,8,1],[10,0,10,1]]}
["ORDER LIST MAIN ITEMS TOBOLSK 49433"]
[]
["CUSTOMER",null,"UOP TOBOLSK",null,null,null,null,"  DELIVERY DATE","2011-05-27",null,"START PRODUCTION DATE:",null,null,null,null,"2011-03-18"]
[]
[null,null,null,null,null,null,"ORDER LIST : MAIN ITEMS"]
[]
[]
[]
["UNIT TYPE",null,"P320LUD-ME(Refrigeration Unit Sorosh HDPE)",null,null,null,null,"  REVISION",0,null,"START PRE-PIPING DATE:",null,null,null,null,"2015-03-15",null,null,null,null,null,null,null,null,null,null,null,"$"]
[null,null,"N/A",null,null,null,null,null,"N/A",null,"START ASSEMBLY DATE:",null,null,null,null,"2015-04-15"]
["CUSTOMER REF.",null,"-",null,null,null,null,"  QUANTITY",1,null,"ORDER LIST LAST REVISION",null,null,null,"13:00:PM","2015-02-15"]
["MAYEKAWA REF.",null,"PR156",null,null,null,null,"ENGINEERING TEAM","FN",null,"PID LAST REVISION",null,"REV",null,"P&ID nr","REV X",null,null,null,null,null,null,"Don't touch!","Don't touch!","Don't touch!","Don't touch!","Don't touch!"]
["INDICE","TAG","ITEM","WO","QTY","SPARE","PART CODE","DESCRIPTION","VENDOR","QUOTATION","PO","LEAD TIME (W)","WEEKS SPARE","ORDER DATE REQUIRED","DEL DATE REQUIRED","DEL DATE","RECEIVED","COMMENT","DATE OF SHIPMENT BY ME ","PALLET N/ COLLI N° ","PF n°",null,"Delivery time if ordered today!","3 week time","Delay!","Today","Material in time"]
[1,null,"BASE FRAME",0,1,{"$f":"(D14-E14)","v":-1},null,null,null,null,null,null,{"$f":"IF(NOT(ISBLANK(K14)), \"ORDERED\", IF(ISBLANK(L14), \"???\", ($O14-$L14*7-TODAY())/7))","v":"???"},{"$f":"IF(NOT(ISBLANK(K14)), \"ORDERED\", IF(ISBLANK(L14), \"???\", ($O14-$L14*7)))","v":"???"},{"$f":"$P$10-14","v":"2015-04-01"},null,null,null,null,null,null,null,{"$f":"$P$10-L14*7","v":"2015-04-15"},{"$f":"AND(N14<(Z14+21),ISBLANK(K14))","v":false},{"$f":"AND(N14<Z14,ISBLANK(K14))","v":false},{"$f":"TODAY()","v":"2024-06-26"},{"$f":"IF((O14-P14)<0, TRUE, IF(ISBLANK(P14), \"BLANK\", FALSE))","v":"BLANK"}]
[1,null,"FRA-SUPPORT-SO",0,2,{"$f":"(D15-E15)","v":-2},null,null,null,"No",null,1,-483,"2015-03-25",{"$f":"$P$10-14","v":"2015-04-01"},null,null,null,null,null,null,null,{"$f":"$P$10-L15*7","v":"2015-04-08"},{"$f":"AND(N15<(Z15+21),ISBLANK(K15))","v":true},{"$f":"AND(N15<Z15,ISBLANK(K15))","v":true},{"$f":"TODAY()","v":"2024-06-26"},{"$f":"IF((O15-P15)<0, TRUE, IF(ISBLANK(P15), \"BLANK\", FALSE))","v":"BLANK"}]
[2,"F-11271","SUCTION STRAINER",0,1,{"$f":"(D16-E16)","v":-1},null,null,null,"Yes / JJ",null,1,{"$f":"IF(NOT(ISBLANK(K16)), \"ORDERED\", IF(ISBLANK(L16), \"???\", ($O16-$L16*7-TODAY())/7))","v":-483},{"$f":"IF(NOT(ISBLANK(K16)), \"ORDERED\", IF(ISBLANK(L16), \"???\", ($O16-$L16*7)))","v":"2015-03-25"},{"$f":"$P$10-14","v":"2015-04-01"},null,null,null,null,null,null,null,"2015-04-08",{"$f":"AND(N16<(Z16+21),ISBLANK(K16))","v":true},{"$f":"AND(N16<Z16,ISBLANK(K16))","v":true},{"$f":"TODAY()","v":"2024-06-26"},{"$f":"IF((O16-P16)<0, TRUE, IF(ISBLANK(P16), \"BLANK\", FALSE))","v":"BLANK"}]
[2,"F-11271","SUCTION STRAINER ELEMENT",0,1,{"$f":"(D17-E17)","v":-1},null,null,null,"Yes / BF",null,2,{"$f":"IF(NOT(ISBLANK(K17)), \"ORDERED\", IF(ISBLANK(L17), \"???\", ($O17-$L17*7-TODAY())/7))","v":-484},{"$f":"IF(NOT(ISBLANK(K17)), \"ORDERED\", IF(ISBLANK(L17), \"???\", ($O17-$L17*7)))","v":"2015-03-18"},{"$f":"$P$10-14","v":"2015-04-01"},null,null,null,null,null,null,null,"2015-04-01",{"$f":"AND(N17<(Z17+21),ISBLANK(K17))","v":true},{"$f":"AND(N17<Z17,ISBLANK(K17))","v":true},"2024-06-26",{"$f":"IF((O17-P17)<0, TRUE, IF(ISBLANK(P17), \"BLANK\", FALSE))","v":"BLANK"}]
[2,"F-11271","SUCTION STRAINER ELEMENT",0,1,-1,null,null,null,"Yes / JJ",null,5,{"$f":"IF(NOT(ISBLANK(K18)), \"ORDERED\", IF(ISBLANK(L18), \"???\", ($O18-$L18*7-TODAY())/7))","v":-487},{"$f":"IF(NOT(ISBLANK(K18)), \"ORDERED\", IF(ISBLANK(L18), \"???\", ($O18-$L18*7)))","v":"2015-02-25"},"2015-04-01",null,null,null,null,null,null,null,"2015-03-11",{"$f":"AND(N18<(Z18+21),ISBLANK(K18))","v":true},{"$f":"AND(N18<Z18,ISBLANK(K18))","v":true},"2024-06-26",{"$f":"IF((O18-P18)<0, TRUE, IF(ISBLANK(P18), \"BLANK\", FALSE))","v":"BLANK"}]
[3,"K-11270","COMPRESSOR",1,1,{"$f":"(D19-E19)","v":0},null,null,null,"Yes / MA",11,1,"ORDERED","ORDERED","2015-04-01",null,null,null,null,null,null,null,"2015-04-08",false,false,"2024-06-26","BLANK"]
[3,null,"COMPRESSOR NOISE HOOD ",2,1,{"$f":"(D20-E20)","v":1},null,null,null,"Yes / JJ",12,2,"ORDERED","ORDERED","2015-04-01",null,null,null,null,null,null,null,"2015-04-01",false,false,"2024-06-26","BLANK"]
[3,null,"COMPRESOR SPACE  HEATER",3,1,2,null,null,null,"Yes / WD",15,5,"ORDERED","ORDERED","2015-04-01",null,null,null,null,null,null,null,"2015-03-11",false,false,"2024-06-26","BLANK"]
[3,null,"COMPRESOR SPACE  HEATER SUPPORT",0,null,0,null,null,null,null,null,null,"???","???","2015-04-01",null,null,null,null,null,null,null,"2015-04-15",false,false,"2024-06-26","BLANK"]
[4,"KM-11270","MAIN MOTOR",2,1,{"$f":"(D23-E23)","v":1},null,null,null,"Yes /TU",11,1,"ORDERED","ORDERED","2015-04-01","2015-04-01","Yes",null,null,null,null,null,"2015-04-08",false,false,"2024-06-26",false]
[4,null,"MAIN MOTOR COUPLING ",2,2,{"$f":"(D24-E24)","v":0},null,null,null,"Yes / JJ",11,1,"ORDERED","ORDERED","2015-04-01","2015-04-10","Yes","Direct shipment to FMF",null,null,null,null,"2015-04-08",false,false,"2024-06-26",true]
[null,null,null,null,null,null,null,null,null,null,null,null,"???","???","2015-04-01",null,null,null,null,null,null,null,"2015-04-15",false,false,"2024-06-26","BLANK"]
[null,null,null,null,null,null,null,null,null,null,null,null,"???","???","2015-04-01",null,null,null,null,null,null,null,"2015-04-15",false,false,"2024-06-26","BLANK"]
[null,null,null,null,null,null,null,null,null,null,null,null,"???","???","2015-04-01",null,null,null,null,null,null,null,"2015-04-15",false,false,"2024-06-26","BLANK"]
[]
[]
[]
[]
[]
[]
[]
[]
[]
[]
[]
[]
[]
[]
[]
[]
[]
[]
[null,null,null,null,null,null,null,null,null,null,null,null,null,null,null,null,null,null,null,null,null,null,null,null,null,null,null,null,null,{"$f":"IF((CODE(RIGHT(B60,1))>96),CONCATENATE(REPT(\"0\",6-LEN(B60)),B60),CONCATENATE(REPT(\"0\",5-LEN(B60)),B60))","v":{"$error":"#VALUE!"}}]
[null,null,null,null,null,null,null,null,null,null,null,null,null,null,null,null,null,null,null,null,null,null,null,null,null,null,null,null,null,{"$error":"#VALUE!"}]
[null,null,null,null,null,null,null,null,null,null,null,null,null,null,null,null,null,null,null,null,null,null,null,null,null,null,null,null,null,{"$error":"#VALUE!"}]
[null,null,null,null,null,null,null,null,null,null,null,null,null,null,null,null,null,null,null,null,null,null,null,null,null,null,null,null,null,{"$error":"#VALUE!"}]
[null,null,null,null,null,null,null,null,null,null,null,null,null,null,null,null,null,null,null,null,null,null,null,null,null,null,null,null,null,{"$error":"#VALUE!"}]
[null,null,null,null,null,null,null,null,null,null,null,null,null,null,null,null,null,null,null,null,null,null,null,null,null,null,null,null,null,{"$error":"#VALUE!"}]
[null,null,null,null,null,null,null,null,null,null,null,null,null,null,null,null,null,null,null,null,null,null,null,null,null,null,null,null,null,{"$error":"#VALUE!"}]
[null,null,null,null,null,null,null,null,null,null,null,null,null,null,null,null,null,null,null,null,null,null,null,null,null,null,null,null,null,{"$error":"#VALUE!"}]
[null,null,null,null,null,null,null,null,null,null,null,null,null,null,null,null,null,null,null,null,null,null,null,null,null,null,null,null,null,{"$error":"#VALUE!"}]
[null,null,null,null,null,null,null,null,null,null,null,null,null,null,null,null,null,null,null,null,null,null,null,null,null,null,null,null,null,{"$error":"#VALUE!"}]
[null,null,null,null,null,null,null,null,null,null,null,null,null,null,null,null,null,null,null,null,null,null,null,null,null,null,null,null,null,{"$error":"#VALUE!"}]
[null,null,null,null,null,null,null,null,null,null,null,null,null,null,null,null,null,null,null,null,null,null,null,null,null,null,null,null,null,{"$error":"#VALUE!"}]
[null,null,null,null,null,null,null,null,null,null,null,null,null,null,null,null,null,null,null,null,null,null,null,null,null,null,null,null,null,{"$error":"#VALUE!"}]
[null,null,null,null,null,null,null,null,null,null,null,null,null,null,null,null,null,null,null,null,null,null,null,null,null,null,null,null,null,{"$error":"#VALUE!"}]
[null,null,null,null,null,null,null,null,null,null,null,null,null,null,null,null,null,null,null,null,null,null,null,null,null,null,null,null,null,{"$error":"#VALUE!"}]
[null,null,null,null,null,null,null,null,null,null,null,null,null,null,null,null,null,null,null,null,null,null,null,null,null,null,null,null,null,{"$error":"#VALUE!"}]
[null,null,null,null,null,null,null,null,null,null,null,null,null,null,null,null,null,null,null,null,null,null,null,null,null,null,null,null,null,{"$error":"#VALUE!"}]
[null,null,null,null,null,null,null,null,null,null,null,null,null,null,null,null,null,null,null,null,null,null,null,null,null,null,null,null,null,{"$error":"#VALUE!"}]
[null,null,null,null,null,null,null,null,null,null,null,null,null,null,null,null,null,null,null,null,null,null,null,null,null,null,null,null,null,{"$error":"#VALUE!"}]
[null,null,null,null,null,null,null,null,null,null,null,null,null,null,null,null,null,null,null,null,null,null,null,null,null,null,null,null,null,{"$error":"#VALUE!"}]
[null,null,null,null,null,null,null,null,null,null,null,null,null,null,null,null,null,null,null,null,null,null,null,null,null,null,null,null,null,{"$error":"#VALUE!"}]
[null,null,null,null,null,null,null,null,null,null,null,null,null,null,null,null,null,null,null,null,null,null,null,null,null,null,null,null,null,{"$error":"#VALUE!"}]
[null,null,null,null,null,null,null,null,null,null,null,null,null,null,null,null,null,null,null,null,null,null,null,null,null,null,null,null,null,{"$error":"#VALUE!"}]
[null,null,null,null,null,null,null,null,null,null,null,null,null,null,null,null,null,null,null,null,null,null,null,null,null,null,null,null,null,{"$error":"#VALUE!"}]
[null,null,null,null,null,null,null,null,null,null,null,null,null,null,null,null,null,null,null,null,null,null,null,null,null,null,null,null,null,{"$error":"#VALUE!"}]
[null,null,null,null,null,null,null,null,null,null,null,null,null,null,null,null,null,null,null,null,null,null,null,null,null,null,null,null,null,{"$error":"#VALUE!"}]
[null,null,null,null,null,null,null,null,null,null,null,null,null,null,null,null,null,null,null,null,null,null,null,null,null,null,null,null,null,{"$error":"#VALUE!"}]
[null,null,null,null,null,null,null,null,null,null,null,null,null,null,null,null,null,null,null,null,null,null,null,null,null,null,null,null,null,{"$error":"#VALUE!"}]
[null,null,null,null,null,null,null,null,null,null,null,null,null,null,null,null,null,null,null,null,null,null,null,null,null,null,null,null,null,{"$error":"#VALUE!"}]
[null,null,null,null,null,null,null,null,null,null,null,null,null,null,null,null,null,null,null,null,null,null,null,null,null,null,null,null,null,{"$error":"#VALUE!"}]
[null,null,null,null,null,null,null,null,null,null,null,null,null,null,null,null,null,null,null,null,null,null,null,null,null,null,null,null,null,{"$error":"#VALUE!"}]
[null,null,null,null,null,null,null,null,null,null,null,null,null,null,null,null,null,null,null,null,null,null,null,null,null,null,null,null,null,{"$error":"#VALUE!"}]
[null,null,null,null,null,null,null,null,null,null,null,null,null,null,null,null,null,null,null,null,null,null,null,null,null,null,null,null,null,{"$error":"#VALUE!"}]
[null,null,null,null,null,null,null,null,null,null,null,null,null,null,null,null,null,null,null,null,null,null,null,null,null,null,null,null,null,{"$error":"#VALUE!"}]
[null,null,null,null,null,null,null,null,null,null,null,null,null,null,null,null,null,null,null,null,null,null,null,null,null,null,null,null,null,{"$error":"#VALUE!"}]
[null,null,null,null,null,null,null,null,null,null,null,null,null,null,null,null,null,null,null,null,null,null,null,null,null,null,null,null,null,{"$error":"#VALUE!"}]
[null,null,null,null,null,null,null,null,null,null,null,null,null,null,null,null,null,null,null,null,null,null,null,null,null,null,null,null,null,{"$error":"#VALUE!"}]
[null,null,null,null,null,null,null,null,null,null,null,null,null,null,null,null,null,null,null,null,null,null,null,null,null,null,null,null,null,{"$error":"#VALUE!"}]
[null,null,null,null,null,null,null,null,null,null,null,null,null,null,null,null,null,null,null,null,null,null,null,null,null,null,null,null,null,{"$error":"#VALUE!"}]
[null,null,null,null,null,null,null,null,null,null,null,null,null,null,null,null,null,null,null,null,null,null,null,null,null,null,null,null,null,{"$error":"#VALUE!"}]
[null,null,null,null,null,null,null,null,null,null,null,null,null,null,null,null,null,null,null,null,null,null,null,null,null,null,null,null,null,{"$error":"#VALUE!"}]
[null,null,null,null,null,null,null,null,null,null,null,null,null,null,null,null,null,null,null,null,null,null,null,null,null,null,null,null,null,{"$error":"#VALUE!"}]
[null,null,null,null,null,null,null,null,null,null,null,null,null,null,null,null,null,null,null,null,null,null,null,null,null,null,null,null,null,{"$error":"#VALUE!"}]
[null,null,null,null,null,null,null,null,null,null,null,null,null,null,null,null,null,null,null,null,null,null,null,null,null,null,null,null,null,{"$error":"#VALUE!"}]
[null,null,null,null,null,null,null,null,null,null,null,null,null,null,null,null,null,null,null,null,null,null,null,null,null,null,null,null,null,{"$error":"#VALUE!"}]
[null,null,null,null,null,null,null,null,null,null,null,null,null,null,null,null,null,null,null,null,null,null,null,null,null,null,null,null,null,{"$error":"#VALUE!"}]
[null,null,null,null,null,null,null,null,null,null,null,null,null,null,null,null,null,null,null,null,null,null,null,null,null,null,null,null,null,{"$error":"#VALUE!"}]
[null,null,null,null,null,null,null,null,null,null,null,null,null,null,null,null,null,null,null,null,null,null,null,null,null,null,null,null,null,{"$error":"#VALUE!"}]
[null,null,null,null,null,null,null,null,null,null,null,null,null,null,null,null,null,null,null,null,null,null,null,null,null,null,null,null,null,{"$error":"#VALUE!"}]
[null,null,null,null,null,null,null,null,null,null,null,null,null,null,null,null,null,null,null,null,null,null,null,null,null,null,null,null,null,{"$error":"#VALUE!"}]
[null,null,null,null,null,null,null,null,null,null,null,null,null,null,null,null,null,null,null,null,null,null,null,null,null,null,null,null,null,{"$error":"#VALUE!"}]
[null,null,null,null,null,null,null,null,null,null,null,null,null,null,null,null,null,null,null,null,null,null,null,null,null,null,null,null,null,{"$error":"#VALUE!"}]
[null,null,null,null,null,null,null,null,null,null,null,null,null,null,null,null,null,null,null,null,null,null,null,null,null,null,null,null,null,{"$error":"#VALUE!"}]
[null,null,null,null,null,null,null,null,null,null,null,null,null,null,null,null,null,null,null,null,null,null,null,null,null,null,null,null,null,{"$error":"#VALUE!"}]
[null,null,null,null,null,null,null,null,null,null,null,null,null,null,null,null,null,null,null,null,null,null,null,null,null,null,null,null,null,{"$error":"#VALUE!"}]
[null,null,null,null,null,null,null,null,null,null,null,null,null,null,null,null,null,null,null,null,null,null,null,null,null,null,null,null,null,{"$error":"#VALUE!"}]
[null,null,null,null,null,null,null,null,null,null,null,null,null,null,null,null,null,null,null,null,null,null,null,null,null,null,null,null,null,{"$error":"#VALUE!"}]
[null,null,null,null,null,null,null,null,null,null,null,null,null,null,null,null,null,null,null,null,null,null,null,null,null,null,null,null,null,{"$error":"#VALUE!"}]
[null,null,null,null,null,null,null,null,null,null,null,null,null,null,null,null,null,null,null,null,null,null,null,null,null,null,null,null,null,{"$error":"#VALUE!"}]
[null,null,null,null,null,null,null,null,null,null,null,null,null,null,null,null,null,null,null,null,null,null,null,null,null,null,null,null,null,{"$error":"#VALUE!"}]
[null,null,null,null,null,null,null,null,null,null,null,null,null,null,null,null,null,null,null,null,null,null,null,null,null,null,null,null,null,{"$error":"#VALUE!"}]
[null,null,null,null,null,null,null,null,null,null,null,null,null,null,null,null,null,null,null,null,null,null,null,null,null,null,null,null,null,{"$error":"#VALUE!"}]
[null,null,null,null,null,null,null,null,null,null,null,null,null,null,null,null,null,null,null,null,null,null,null,null,null,null,null,null,null,{"$error":"#VALUE!"}]
[null,null,null,null,null,null,null,null,null,null,null,null,null,null,null,null,null,null,null,null,null,null,null,null,null,null,null,null,null,{"$error":"#VALUE!"}]
[null,null,null,null,null,null,null,null,null,null,null,null,null,null,null,null,null,null,null,null,null,null,null,null,null,null,null,null,null,{"$f":"IF((CODE(RIGHT(B124,1))>96),CONCATENATE(REPT(\"0\",6-LEN(B124)),B124),CONCATENATE(REPT(\"0\",5-LEN(B124)),B124))","v":{"$error":"#VALUE!"}}]
[null,null,null,null,null,null,null,null,null,null,null,null,null,null,null,null,null,null,null,null,null,null,null,null,null,null,null,null,null,{"$error":"#VALUE!"}]
[null,null,null,null,null,null,null,null,null,null,null,null,null,null,null,null,null,null,null,null,null,null,null,null,null,null,null,null,null,{"$error":"#VALUE!"}]
[null,null,null,null,null,null,null,null,null,null,null,null,null,null,null,null,null,null,null,null,null,null,null,null,null,null,null,null,null,{"$error":"#VALUE!"}]
[null,null,null,null,null,null,null,null,null,null,null,null,null,null,null,null,null,null,null,null,null,null,null,null,null,null,null,null,null,{"$error":"#VALUE!"}]
[null,null,null,null,null,null,null,null,null,null,null,null,null,null,null,null,null,null,null,null,null,null,null,null,null,null,null,null,null,{"$error":"#VALUE!"}]
[null,null,null,null,null,null,null,null,null,null,null,null,null,null,null,null,null,null,null,null,null,null,null,null,null,null,null,null,null,{"$error":"#VALUE!"}]
[null,null,null,null,null,null,null,null,null,null,null,null,null,null,null,null,null,null,null,null,null,null,null,null,null,null,null,null,null,{"$error":"#VALUE!"}]
[null,null,null,null,null,null,null,null,null,null,null,null,null,null,null,null,null,null,null,null,null,null,null,null,null,null,null,null,null,{"$error":"#VALUE!"}]
[null,null,null,null,null,null,null,null,null,null,null,null,null,null,null,null,null,null,null,null,null,null,null,null,null,null,null,null,null,{"$error":"#VALUE!"}]
[null,null,null,null,null,null,null,null,null,null,null,null,null,null,null,null,null,null,null,null,null,null,null,null,null,null,null,null,null,{"$error":"#VALUE!"}]
[null,null,null,null,null,null,null,null,null,null,null,null,null,null,null,null,null,null,null,null,null,null,null,null,null,null,null,null,null,{"$error":"#VALUE!"}]
[null,null,null,null,null,null,null,null,null,null,null,null,null,null,null,null,null,null,null,null,null,null,null,null,null,null,null,null,null,{"$error":"#VALUE!"}]
[null,null,null,null,null,null,null,null,null,null,null,null,null,null,null,null,null,null,null,null,null,null,null,null,null,null,null,null,null,{"$error":"#VALUE!"}]
[null,null,null,null,null,null,null,null,null,null,null,null,null,null,null,null,null,null,null,null,null,null,null,null,null,null,null,null,null,{"$error":"#VALUE!"}]
[null,null,null,null,null,null,null,null,null,null,null,null,null,null,null,null,null,null,null,null,null,null,null,null,null,null,null,null,null,{"$error":"#VALUE!"}]
[null,null,null,null,null,null,null,null,null,null,null,null,null,null,null,null,null,null,null,null,null,null,null,null,null,null,null,null,null,{"$error":"#VALUE!"}]
[null,null,null,null,null,null,null,null,null,null,null,null,null,null,null,null,null,null,null,null,null,null,null,null,null,null,null,null,null,{"$error":"#VALUE!"}]
[null,null,null,null,null,null,null,null,null,null,null,null,null,null,null,null,null,null,null,null,null,null,null,null,null,null,null,null,null,{"$error":"#VALUE!"}]
[null,null,null,null,null,null,null,null,null,null,null,null,null,null,null,null,null,null,null,null,null,null,null,null,null,null,null,null,null,{"$error":"#VALUE!"}]
[null,null,null,null,null,null,null,null,null,null,null,null,null,null,null,null,null,null,null,null,null,null,null,null,null,null,null,null,null,{"$error":"#VALUE!"}]
[null,null,null,null,null,null,null,null,null,null,null,null,null,null,null,null,null,null,null,null,null,null,null,null,null,null,null,null,null,{"$error":"#VALUE!"}]
[null,null,null,null,null,null,null,null,null,null,null,null,null,null,null,null,null,null,null,null,null,null,null,null,null,null,null,null,null,{"$error":"#VALUE!"}]
[null,null,null,null,null,null,null,null,null,null,null,null,null,null,null,null,null,null,null,null,null,null,null,null,null,null,null,null,null,{"$error":"#VALUE!"}]
[null,null,null,null,null,null,null,null,null,null,null,null,null,null,null,null,null,null,null,null,null,null,null,null,null,null,null,null,null,{"$error":"#VALUE!"}]
[null,null,null,null,null,null,null,null,null,null,null,null,null,null,null,null,null,null,null,null,null,null,null,null,null,null,null,null,null,{"$error":"#VALUE!"}]
[null,null,null,null,null,null,null,null,null,null,null,null,null,null,null,null,null,null,null,null,null,null,null,null,null,null,null,null,null,{"$error":"#VALUE!"}]
[null,null,null,null,null,null,null,null,null,null,null,null,null,null,null,null,null,null,null,null,null,null,null,null,null,null,null,null,null,{"$error":"#VALUE!"}]
[null,null,null,null,null,null,null,null,null,null,null,null,null,null,null,null,null,null,null,null,null,null,null,null,null,null,null,null,null,{"$error":"#VALUE!"}]
[null,null,null,null,null,null,null,null,null,null,null,null,null,null,null,null,null,null,null,null,null,null,null,null,null,null,null,null,null,{"$error":"#VALUE!"}]
[null,null,null,null,null,null,null,null,null,null,null,null,null,null,null,null,null,null,null,null,null,null,null,null,null,null,null,null,null,{"$error":"#VALUE!"}]
[null,null,null,null,null,null,null,null,null,null,null,null,null,null,null,null,null,null,null,null,null,null,null,null,null,null,null,null,null,{"$error":"#VALUE!"}]
[null,null,null,null,null,null,null,null,null,null,null,null,null,null,null,null,null,null,null,null,null,null,null,null,null,null,null,null,null,{"$error":"#VALUE!"}]
[null,null,null,null,null,null,null,null,null,null,null,null,null,null,null,null,null,null,null,null,null,null,null,null,null,null,null,null,null,{"$error":"#VALUE!"}]
[null,null,null,null,null,null,null,null,null,null,null,null,null,null,null,null,null,null,null,null,null,null,null,null,null,null,null,null,null,{"$error":"#VALUE!"}]
[null,null,null,null,null,null,null,null,null,null,null,null,null,null,null,null,null,null,null,null,null,null,null,null,null,null,null,null,null,{"$error":"#VALUE!"}]
[null,null,null,null,null,null,null,null,null,null,null,null,null,null,null,null,null,null,null,null,null,null,null,null,null,null,null,null,null,{"$error":"#VALUE!"}]
[null,null,null,null,null,null,null,null,null,null,null,null,null,null,null,null,null,null,null,null,null,null,null,null,null,null,null,null,null,{"$error":"#VALUE!"}]
[null,null,null,null,null,null,null,null,null,null,null,null,null,null,null,null,null,null,null,null,null,null,null,null,null,null,null,null,null,{"$error":"#VALUE!"}]
[null,null,null,null,null,null,null,null,null,null,null,null,null,null,null,null,null,null,null,null,null,null,null,null,null,null,null,null,null,{"$error":"#VALUE!"}]
[null,null,null,null,null,null,null,null,null,null,null,null,null,null,null,null,null,null,null,null,null,null,null,null,null,null,null,null,null,{"$error":"#VALUE!"}]
[null,null,null,null,null,null,null,null,null,null,null,null,null,null,null,null,null,null,null,null,null,null,null,null,null,null,null,null,null,{"$error":"#VALUE!"}]
[null,null,null,null,null,null,null,null,null,null,null,null,null,null,null,null,null,null,null,null,null,null,null,null,null,null,null,null,null,{"$error":"#VALUE!"}]
[null,null,null,null,null,null,null,null,null,null,null,null,null,null,null,null,null,null,null,null,null,null,null,null,null,null,null,null,null,{"$error":"#VALUE!"}]
[null,null,null,null,null,null,null,null,null,null,null,null,null,null,null,null,null,null,null,null,null,null,null,null,null,null,null,null,null,{"$error":"#VALUE!"}]
[null,null,null,null,null,null,null,null,null,null,null,null,null,null,null,null,null,null,null,null,null,null,null,null,null,null,null,null,null,{"$error":"#VALUE!"}]
[null,null,null,null,null,null,null,null,null,null,null,null,null,null,null,null,null,null,null,null,null,null,null,null,null,null,null,null,null,{"$error":"#VALUE!"}]
[null,null,null,null,null,null,null,null,null,null,null,null,null,null,null,null,null,null,null,null,null,null,null,null,null,null,null,null,null,{"$error":"#VALUE!"}]
[null,null,null,null,null,null,null,null,null,null,null,null,null,null,null,null,null,null,null,null,null,null,null,null,null,null,null,null,null,{"$error":"#VALUE!"}]
[null,null,null,null,null,null,null,null,null,null,null,null,null,null,null,null,null,null,null,null,null,null,null,null,null,null,null,null,null,{"$error":"#VALUE!"}]
[null,null,null,null,null,null,null,null,null,null,null,null,null,null,null,null,null,null,null,null,null,null,null,null,null,null,null,null,null,{"$error":"#VALUE!"}]
[null,null,null,null,null,null,null,null,null,null,null,null,null,null,null,null,null,null,null,null,null,null,null,null,null,null,null,null,null,{"$error":"#VALUE!"}]
[null,null,null,null,null,null,null,null,null,null,null,null,null,null,null,null,null,null,null,null,null,null,null,null,null,null,null,null,null,{"$error":"#VALUE!"}]
[null,null,null,null,null,null,null,null,null,null,null,null,null,null,null,null,null,null,null,null,null,null,null,null,null,null,null,null,null,{"$error":"#VALUE!"}]
[null,null,null,null,null,null,null,null,null,null,null,null,null,null,null,null,null,null,null,null,null,null,null,null,null,null,null,null,null,{"$error":"#VALUE!"}]
[null,null,null,null,null,null,null,null,null,null,null,null,null,null,null,null,null,null,null,null,null,null,null,null,null,null,null,null,null,{"$error":"#VALUE!"}]
[null,null,null,null,null,null,null,null,null,null,null,null,null,null,null,null,null,null,null,null,null,null,null,null,null,null,null,null,null,{"$error":"#VALUE!"}]
[null,null,null,null,null,null,null,null,null,null,null,null,null,null,null,null,null,null,null,null,null,null,null,null,null,null,null,null,null,{"$error":"#VALUE!"}]
[null,null,null,null,null,null,null,null,null,null,null,null,null,null,null,null,null,null,null,null,null,null,null,null,null,null,null,null,null,{"$error":"#VALUE!"}]
[null,null,null,null,null,null,null,null,null,null,null,null,null,null,null,null,null,null,null,null,null,null,null,null,null,null,null,null,null,{"$error":"#VALUE!"}]
[null,null,null,null,null,null,null,null,null,null,null,null,null,null,null,null,null,null,null,null,null,null,null,null,null,null,null,null,null,{"$error":"#VALUE!"}]
[null,null,null,null,null,null,null,null,null,null,null,null,null,null,null,null,null,null,null,null,null,null,null,null,null,null,null,null,null,{"$error":"#VALUE!"}]
[null,null,null,null,null,null,null,null,null,null,null,null,null,null,null,null,null,null,null,null,null,null,null,null,null,null,null,null,null,{"$error":"#VALUE!"}]
[null,null,null,null,null,null,null,null,null,null,null,null,null,null,null,null,null,null,null,null,null,null,null,null,null,null,null,null,null,{"$error":"#VALUE!"}]
[null,null,null,null,null,null,null,null,null,null,null,null,null,null,null,null,null,null,null,null,null,null,null,null,null,null,null,null,null,{"$f":"IF((CODE(RIGHT(B188,1))>96),CONCATENATE(REPT(\"0\",6-LEN(B188)),B188),CONCATENATE(REPT(\"0\",5-LEN(B188)),B188))","v":{"$error":"#VALUE!"}}]
[null,null,null,null,null,null,null,null,null,null,null,null,null,null,null,null,null,null,null,null,null,null,null,null,null,null,null,null,null,{"$error":"#VALUE!"}]
[null,null,null,null,null,null,null,null,null,null,null,null,null,null,null,null,null,null,null,null,null,null,null,null,null,null,null,null,null,{"$error":"#VALUE!"}]
[null,null,null,null,null,null,null,null,null,null,null,null,null,null,null,null,null,null,null,null,null,null,null,null,null,null,null,null,null,{"$error":"#VALUE!"}]
[null,null,null,null,null,null,null,null,null,null,null,null,null,null,null,null,null,null,null,null,null,null,null,null,null,null,null,null,null,{"$error":"#VALUE!"}]
[null,null,null,null,null,null,null,null,null,null,null,null,null,null,null,null,null,null,null,null,null,null,null,null,null,null,null,null,null,{"$error":"#VALUE!"}]
[null,null,null,null,null,null,null,null,null,null,null,null,null,null,null,null,null,null,null,null,null,null,null,null,null,null,null,null,null,{"$error":"#VALUE!"}]
[null,null,null,null,null,null,null,null,null,null,null,null,null,null,null,null,null,null,null,null,null,null,null,null,null,null,null,null,null,{"$error":"#VALUE!"}]
[null,null,null,null,null,null,null,null,null,null,null,null,null,null,null,null,null,null,null,null,null,null,null,null,null,null,null,null,null,{"$error":"#VALUE!"}]
[null,null,null,null,null,null,null,null,null,null,null,null,null,null,null,null,null,null,null,null,null,null,null,null,null,null,null,null,null,{"$error":"#VALUE!"}]
[null,null,null,null,null,null,null,null,null,null,null,null,null,null,null,null,null,null,null,null,null,null,null,null,null,null,null,null,null,{"$error":"#VALUE!"}]
[null,null,null,null,null,null,null,null,null,null,null,null,null,null,null,null,null,null,null,null,null,null,null,null,null,null,null,null,null,{"$error":"#VALUE!"}]
[null,null,null,null,null,null,null,null,null,null,null,null,null,null,null,null,null,null,null,null,null,null,null,null,null,null,null,null,null,{"$error":"#VALUE!"}]
[null,null,null,null,null,null,null,null,null,null,null,null,null,null,null,null,null,null,null,null,null,null,null,null,null,null,null,null,null,{"$error":"#VALUE!"}]
[null,null,null,null,null,null,null,null,null,null,null,null,null,null,null,null,null,null,null,null,null,null,null,null,null,null,null,null,null,{"$error":"#VALUE!"}]
[null,null,null,null,null,null,null,null,null,null,null,null,null,null,null,null,null,null,null,null,null,null,null,null,null,null,null,null,null,{"$error":"#VALUE!"}]
[null,null,null,null,null,null,null,null,null,null,null,null,null,null,null,null,null,null,null,null,null,null,null,null,null,null,null,null,null,{"$error":"#VALUE!"}]
[null,null,null,null,null,null,null,null,null,null,null,null,null,null,null,null,null,null,null,null,null,null,null,null,null,null,null,null,null,{"$error":"#VALUE!"}]
[null,null,null,null,null,null,null,null,null,null,null,null,null,null,null,null,null,null,null,null,null,null,null,null,null,null,null,null,null,{"$error":"#VALUE!"}]
[null,null,null,null,null,null,null,null,null,null,null,null,null,null,null,null,null,null,null,null,null,null,null,null,null,null,null,null,null,{"$error":"#VALUE!"}]
[null,null,null,null,null,null,null,null,null,null,null,null,null,null,null,null,null,null,null,null,null,null,null,null,null,null,null,null,null,{"$error":"#VALUE!"}]
[null,null,null,null,null,null,null,null,null,null,null,null,null,null,null,null,null,null,null,null,null,null,null,null,null,null,null,null,null,{"$error":"#VALUE!"}]
[null,null,null,null,null,null,null,null,null,null,null,null,null,null,null,null,null,null,null,null,null,null,null,null,null,null,null,null,null,{"$error":"#VALUE!"}]
[null,null,null,null,null,null,null,null,null,null,null,null,null,null,null,null,null,null,null,null,null,null,null,null,null,null,null,null,null,{"$error":"#VALUE!"}]
[null,null,null,null,null,null,null,null,null,null,null,null,null,null,null,null,null,null,null,null,null,null,null,null,null,null,null,null,null,{"$error":"#VALUE!"}]
[null,null,null,null,null,null,null,null,null,null,null,null,null,null,null,null,null,null,null,null,null,null,null,null,null,null,null,null,null,{"$error":"#VALUE!"}]
[null,null,null,null,null,null,null,null,null,null,null,null,null,null,null,null,null,null,null,null,null,null,null,null,null,null,null,null,null,{"$error":"#VALUE!"}]
[null,null,null,null,null,null,null,null,null,null,null,null,null,null,null,null,null,null,null,null,null,null,null,null,null,null,null,null,null,{"$error":"#VALUE!"}]
[null,null,null,null,null,null,null,null,null,null,null,null,null,null,null,null,null,null,null,null,null,null,null,null,null,null,null,null,null,{"$error":"#VALUE!"}]
[null,null,null,null,null,null,null,null,null,null,null,null,null,null,null,null,null,null,null,null,null,null,null,null,null,null,null,null,null,{"$error":"#VALUE!"}]
[null,null,null,null,null,null,null,null,null,null,null,null,null,null,null,null,null,null,null,null,null,null,null,null,null,null,null,null,null,{"$error":"#VALUE!"}]
[null,null,null,null,null,null,null,null,null,null,null,null,null,null,null,null,null,null,null,null,null,null,null,null,null,null,null,null,null,{"$error":"#VALUE!"}]
[null,null,null,null,null,null,null,null,null,null,null,null,null,null,null,null,null,null,null,null,null,null,null,null,null,null,null,null,null,{"$error":"#VALUE!"}]
[null,null,null,null,null,null,null,null,null,null,null,null,null,null,null,null,null,null,null,null,null,null,null,null,null,null,null,null,null,{"$error":"#VALUE!"}]
[null,null,null,null,null,null,null,null,null,null,null,null,null,null,null,null,null,null,null,null,null,null,null,null,null,null,null,null,null,{"$error":"#VALUE!"}]
[null,null,null,null,null,null,null,null,null,null,null,null,null,null,null,null,null,null,null,null,null,null,null,null,null,null,null,null,null,{"$error":"#VALUE!"}]
[null,null,null,null,null,null,null,null,null,null,null,null,null,null,null,null,null,null,null,null,null,null,null,null,null,null,null,null,null,{"$error":"#VALUE!"}]
[null,null,null,null,null,null,null,null,null,null,null,null,null,null,null,null,null,null,null,null,null,null,null,null,null,null,null,null,null,{"$error":"#VALUE!"}]
[null,null,null,null,null,null,null,null,null,null,null,null,null,null,null,null,null,null,null,null,null,null,null,null,null,null,null,null,null,{"$error":"#VALUE!"}]
[null,null,null,null,null,null,null,null,null,null,null,null,null,null,null,null,null,null,null,null,null,null,null,null,null,null,null,null,null,{"$error":"#VALUE!"}]
[null,null,null,null,null,null,null,null,null,null,null,null,null,null,null,null,null,null,null,null,null,null,null,null,null,null,null,null,null,{"$error":"#VALUE!"}]
[null,null,null,null,null,null,null,null,null,null,null,null,null,null,null,null,null,null,null,null,null,null,null,null,null,null,null,null,null,{"$error":"#VALUE!"}]
[null,null,null,null,null,null,null,null,null,null,null,null,null,null,null,null,null,null,null,null,null,null,null,null,null,null,null,null,null,{"$error":"#VALUE!"}]
[null,null,null,null,null,null,null,null,null,null,null,null,null,null,null,null,null,null,null,null,null,null,null,null,null,null,null,null,null,{"$error":"#VALUE!"}]
[null,null,null,null,null,null,null,null,null,null,null,null,null,null,null,null,null,null,null,null,null,null,null,null,null,null,null,null,null,{"$error":"#VALUE!"}]
[null,null,null,null,null,null,null,null,null,null,null,null,null,null,null,null,null,null,null,null,null,null,null,null,null,null,null,null,null,{"$error":"#VALUE!"}]
[null,null,null,null,null,null,null,null,null,null,null,null,null,null,null,null,null,null,null,null,null,null,null,null,null,null,null,null,null,{"$error":"#VALUE!"}]
[null,null,null,null,null,null,null,null,null,null,null,null,null,null,null,null,null,null,null,null,null,null,null,null,null,null,null,null,null,{"$error":"#VALUE!"}]
[null,null,null,null,null,null,null,null,null,null,null,null,null,null,null,null,null,null,null,null,null,null,null,null,null,null,null,null,null,{"$error":"#VALUE!"}]
[null,null,null,null,null,null,null,null,null,null,null,null,null,null,null,null,null,null,null,null,null,null,null,null,null,null,null,null,null,{"$error":"#VALUE!"}]
[null,null,null,null,null,null,null,null,null,null,null,null,null,null,null,null,null,null,null,null,null,null,null,null,null,null,null,null,null,{"$error":"#VALUE!"}]
[null,null,null,null,null,null,null,null,null,null,null,null,null,null,null,null,null,null,null,null,null,null,null,null,null,null,null,null,null,{"$error":"#VALUE!"}]
[null,null,null,null,null,null,null,null,null,null,null,null,null,null,null,null,null,null,null,null,null,null,null,null,null,null,null,null,null,{"$error":"#VALUE!"}]
[null,null,null,null,null,null,null,null,null,null,null,null,null,null,null,null,null,null,null,null,null,null,null,null,null,null,null,null,null,{"$error":"#VALUE!"}]
[null,null,null,null,null,null,null,null,null,null,null,null,null,null,null,null,null,null,null,null,null,null,null,null,null,null,null,null,null,{"$error":"#VALUE!"}]
[null,null,null,null,null,null,null,null,null,null,null,null,null,null,null,null,null,null,null,null,null,null,null,null,null,null,null,null,null,{"$error":"#VALUE!"}]
[null,null,null,null,null,null,null,null,null,null,null,null,null,null,null,null,null,null,null,null,null,null,null,null,null,null,null,null,null,{"$error":"#VALUE!"}]
[null,null,null,null,null,null,null,null,null,null,null,null,null,null,null,null,null,null,null,null,null,null,null,null,null,null,null,null,null,{"$error":"#VALUE!"}]
[null,null,null,null,null,null,null,null,null,null,null,null,null,null,null,null,null,null,null,null,null,null,null,null,null,null,null,null,null,{"$error":"#VALUE!"}]
[null,null,null,null,null,null,null,null,null,null,null,null,null,null,null,null,null,null,null,null,null,null,null,null,null,null,null,null,null,{"$error":"#VALUE!"}]
[null,null,null,null,null,null,null,null,null,null,null,null,null,null,null,null,null,null,null,null,null,null,null,null,null,null,null,null,null,{"$error":"#VALUE!"}]
[null,null,null,null,null,null,null,null,null,null,null,null,null,null,null,null,null,null,null,null,null,null,null,null,null,null,null,null,null,{"$error":"#VALUE!"}]
[null,null,null,null,null,null,null,null,null,null,null,null,null,null,null,null,null,null,null,null,null,null,null,null,null,null,null,null,null,{"$error":"#VALUE!"}]
[null,null,null,null,null,null,null,null,null,null,null,null,null,null,null,null,null,null,null,null,null,null,null,null,null,null,null,null,null,{"$error":"#VALUE!"}]
[null,null,null,null,null,null,null,null,null,null,null,null,null,null,null,null,null,null,null,null,null,null,null,null,null,null,null,null,null,{"$f":"IF((CODE(RIGHT(B252,1))>96),CONCATENATE(REPT(\"0\",6-LEN(B252)),B252),CONCATENATE(REPT(\"0\",5-LEN(B252)),B252))","v":{"$error":"#VALUE!"}}]
[null,null,null,null,null,null,null,null,null,null,null,null,null,null,null,null,null,null,null,null,null,null,null,null,null,null,null,null,null,{"$error":"#VALUE!"}]
[null,null,null,null,null,null,null,null,null,null,null,null,null,null,null,null,null,null,null,null,null,null,null,null,null,null,null,null,null,{"$error":"#VALUE!"}]
[null,null,null,null,null,null,null,null,null,null,null,null,null,null,null,null,null,null,null,null,null,null,null,null,null,null,null,null,null,{"$error":"#VALUE!"}]
[null,null,null,null,null,null,null,null,null,null,null,null,null,null,null,null,null,null,null,null,null,null,null,null,null,null,null,null,null,{"$error":"#VALUE!"}]
[null,null,null,null,null,null,null,null,null,null,null,null,null,null,null,null,null,null,null,null,null,null,null,null,null,null,null,null,null,{"$error":"#VALUE!"}]
[null,null,null,null,null,null,null,null,null,null,null,null,null,null,null,null,null,null,null,null,null,null,null,null,null,null,null,null,null,{"$error":"#VALUE!"}]
[null,null,null,null,null,null,null,null,null,null,null,null,null,null,null,null,null,null,null,null,null,null,null,null,null,null,null,null,null,{"$error":"#VALUE!"}]
[null,null,null,null,null,null,null,null,null,null,null,null,null,null,null,null,null,null,null,null,null,null,null,null,null,null,null,null,null,{"$error":"#VALUE!"}]
[null,null,null,null,null,null,null,null,null,null,null,null,null,null,null,null,null,null,null,null,null,null,null,null,null,null,null,null,null,{"$error":"#VALUE!"}]
[null,null,null,null,null,null,null,null,null,null,null,null,null,null,null,null,null,null,null,null,null,null,null,null,null,null,null,null,null,{"$error":"#VALUE!"}]
[null,null,null,null,null,null,null,null,null,null,null,null,null,null,null,null,null,null,null,null,null,null,null,null,null,null,null,null,null,{"$error":"#VALUE!"}]
[null,null,null,null,null,null,null,null,null,null,null,null,null,null,null,null,null,null,null,null,null,null,null,null,null,null,null,null,null,{"$error":"#VALUE!"}]
[null,null,null,null,null,null,null,null,null,null,null,null,null,null,null,null,null,null,null,null,null,null,null,null,null,null,null,null,null,{"$error":"#VALUE!"}]
[null,null,null,null,null,null,null,null,null,null,null,null,null,null,null,null,null,null,null,null,null,null,null,null,null,null,null,null,null,{"$error":"#VALUE!"}]
[null,null,null,null,null,null,null,null,null,null,null,null,null,null,null,null,null,null,null,null,null,null,null,null,null,null,null,null,null,{"$error":"#VALUE!"}]
[null,null,null,null,null,null,null,null,null,null,null,null,null,null,null,null,null,null,null,null,null,null,null,null,null,null,null,null,null,{"$error":"#VALUE!"}]
[null,null,null,null,null,null,null,null,null,null,null,null,null,null,null,null,null,null,null,null,null,null,null,null,null,null,null,null,null,{"$error":"#VALUE!"}]
[null,null,null,null,null,null,null,null,null,null,null,null,null,null,null,null,null,null,null,null,null,null,null,null,null,null,null,null,null,{"$error":"#VALUE!"}]
[null,null,null,null,null,null,null,null,null,null,null,null,null,null,null,null,null,null,null,null,null,null,null,null,null,null,null,null,null,{"$error":"#VALUE!"}]
[null,null,null,null,null,null,null,null,null,null,null,null,null,null,null,null,null,null,null,null,null,null,null,null,null,null,null,null,null,{"$error":"#VALUE!"}]
[null,null,null,null,null,null,null,null,null,null,null,null,null,null,null,null,null,null,null,null,null,null,null,null,null,null,null,null,null,{"$error":"#VALUE!"}]
[null,null,null,null,null,null,null,null,null,null,null,null,null,null,null,null,null,null,null,null,null,null,null,null,null,null,null,null,null,{"$error":"#VALUE!"}]
[null,null,null,null,null,null,null,null,null,null,null,null,null,null,null,null,null,null,null,null,null,null,null,null,null,null,null,null,null,{"$error":"#VALUE!"}]
[null,null,null,null,null,null,null,null,null,null,null,null,null,null,null,null,null,null,null,null,null,null,null,null,null,null,null,null,null,{"$error":"#VALUE!"}]
[null,null,null,null,null,null,null,null,null,null,null,null,null,null,null,null,null,null,null,null,null,null,null,null,null,null,null,null,null,{"$error":"#VALUE!"}]
[null,null,null,null,null,null,null,null,null,null,null,null,null,null,null,null,null,null,null,null,null,null,null,null,null,null,null,null,null,{"$error":"#VALUE!"}]
[null,null,null,null,null,null,null,null,null,null,null,null,null,null,null,null,null,null,null,null,null,null,null,null,null,null,null,null,null,{"$error":"#VALUE!"}]
[null,null,null,null,null,null,null,null,null,null,null,null,null,null,null,null,null,null,null,null,null,null,null,null,null,null,null,null,null,{"$error":"#VALUE!"}]
[null,null,null,null,null,null,null,null,null,null,null,null,null,null,null,null,null,null,null,null,null,null,null,null,null,null,null,null,null,{"$error":"#VALUE!"}]
[null,null,null,null,null,null,null,null,null,null,null,null,null,null,null,null,null,null,null,null,null,null,null,null,null,null,null,null,null,{"$error":"#VALUE!"}]
[null,null,null,null,null,null,null,null,null,null,null,null,null,null,null,null,null,null,null,null,null,null,null,null,null,null,null,null,null,{"$error":"#VALUE!"}]
[null,null,null,null,null,null,null,null,null,null,null,null,null,null,null,null,null,null,null,null,null,null,null,null,null,null,null,null,null,{"$error":"#VALUE!"}]
[null,null,null,null,null,null,null,null,null,null,null,null,null,null,null,null,null,null,null,null,null,null,null,null,null,null,null,null,null,{"$error":"#VALUE!"}]
[null,null,null,null,null,null,null,null,null,null,null,null,null,null,null,null,null,null,null,null,null,null,null,null,null,null,null,null,null,{"$error":"#VALUE!"}]
[null,null,null,null,null,null,null,null,null,null,null,null,null,null,null,null,null,null,null,null,null,null,null,null,null,null,null,null,null,{"$error":"#VALUE!"}]
[null,null,null,null,null,null,null,null,null,null,null,null,null,null,null,null,null,null,null,null,null,null,null,null,null,null,null,null,null,{"$error":"#VALUE!"}]
[null,null,null,null,null,null,null,null,null,null,null,null,null,null,null,null,null,null,null,null,null,null,null,null,null,null,null,null,null,{"$error":"#VALUE!"}]
[null,null,null,null,null,null,null,null,null,null,null,null,null,null,null,null,null,null,null,null,null,null,null,null,null,null,null,null,null,{"$error":"#VALUE!"}]
[null,null,null,null,null,null,null,null,null,null,null,null,null,null,null,null,null,null,null,null,null,null,null,null,null,null,null,null,null,{"$error":"#VALUE!"}]
[null,null,null,null,null,null,null,null,null,null,null,null,null,null,null,null,null,null,null,null,null,null,null,null,null,null,null,null,null,{"$error":"#VALUE!"}]
[null,null,null,null,null,null,null,null,null,null,null,null,null,null,null,null,null,null,null,null,null,null,null,null,null,null,null,null,null,{"$error":"#VALUE!"}]
[null,null,null,null,null,null,null,null,null,null,null,null,null,null,null,null,null,null,null,null,null,null,null,null,null,null,null,null,null,{"$error":"#VALUE!"}]
[null,null,null,null,null,null,null,null,null,null,null,null,null,null,null,null,null,null,null,null,null,null,null,null,null,null,null,null,null,{"$error":"#VALUE!"}]
[null,null,null,null,null,null,null,null,null,null,null,null,null,null,null,null,null,null,null,null,null,null,null,null,null,null,null,null,null,{"$error":"#VALUE!"}]
[null,null,null,null,null,null,null,null,null,null,null,null,null,null,null,null,null,null,null,null,null,null,null,null,null,null,null,null,null,{"$error":"#VALUE!"}]
[null,null,null,null,null,null,null,null,null,null,null,null,null,null,null,null,null,null,null,null,null,null,null,null,null,null,null,null,null,{"$error":"#VALUE!"}]
[null,null,null,null,null,null,null,null,null,null,null,null,null,null,null,null,null,null,null,null,null,null,null,null,null,null,null,null,null,{"$error":"#VALUE!"}]
[null,null,null,null,null,null,null,null,null,null,null,null,null,null,null,null,null,null,null,null,null,null,null,null,null,null,null,null,null,{"$error":"#VALUE!"}]
[null,null,null,null,null,null,null,null,null,null,null,null,null,null,null,null,null,null,null,null,null,null,null,null,null,null,null,null,null,{"$error":"#VALUE!"}]
[null,null,null,null,null,null,null,null,null,null,null,null,null,null,null,null,null,null,null,null,null,null,null,null,null,null,null,null,null,{"$error":"#VALUE!"}]
[null,null,null,null,null,null,null,null,null,null,null,null,null,null,null,null,null,null,null,null,null,null,null,null,null,null,null,null,null,{"$error":"#VALUE!"}]
[null,null,null,null,null,null,null,null,null,null,null,null,null,null,null,null,null,null,null,null,null,null,null,null,null,null,null,null,null,{"$error":"#VALUE!"}]
[null,null,null,null,null,null,null,null,null,null,null,null,null,null,null,null,null,null,null,null,null,null,null,null,null,null,null,null,null,{"$error":"#VALUE!"}]
[null,null,null,null,null,null,null,null,null,null,null,null,null,null,null,null,null,null,null,null,null,null,null,null,null,null,null,null,null,{"$error":"#VALUE!"}]
[null,null,null,null,null,null,null,null,null,null,null,null,null,null,null,null,null,null,null,null,null,null,null,null,null,null,null,null,null,{"$error":"#VALUE!"}]
[null,null,null,null,null,null,null,null,null,null,null,null,null,null,null,null,null,null,null,null,null,null,null,null,null,null,null,null,null,{"$error":"#VALUE!"}]
[null,null,null,null,null,null,null,null,null,null,null,null,null,null,null,null,null,null,null,null,null,null,null,null,null,null,null,null,null,{"$error":"#VALUE!"}]
[null,null,null,null,null,null,null,null,null,null,null,null,null,null,null,null,null,null,null,null,null,null,null,null,null,null,null,null,null,{"$error":"#VALUE!"}]
[null,null,null,null,null,null,null,null,null,null,null,null,null,null,null,null,null,null,null,null,null,null,null,null,null,null,null,null,null,{"$error":"#VALUE!"}]
[null,null,null,null,null,null,null,null,null,null,null,null,null,null,null,null,null,null,null,null,null,null,null,null,null,null,null,null,null,{"$error":"#VALUE!"}]
[null,null,null,null,null,null,null,null,null,null,null,null,null,null,null,null,null,null,null,null,null,null,null,null,null,null,null,null,null,{"$error":"#VALUE!"}]
[null,null,null,null,null,null,null,null,null,null,null,null,null,null,null,null,null,null,null,null,null,null,null,null,null,null,null,null,null,{"$error":"#VALUE!"}]
[null,null,null,null,null,null,null,null,null,null,null,null,null,null,null,null,null,null,null,null,null,null,null,null,null,null,null,null,null,{"$error":"#VALUE!"}]
[null,null,null,null,null,null,null,null,null,null,null,null,null,null,null,null,null,null,null,null,null,null,null,null,null,null,null,null,null,{"$f":"IF((CODE(RIGHT(B316,1))>96),CONCATENATE(REPT(\"0\",6-LEN(B316)),B316),CONCATENATE(REPT(\"0\",5-LEN(B316)),B316))","v":{"$error":"#VALUE!"}}]
[null,null,null,null,null,null,null,null,null,null,null,null,null,null,null,null,null,null,null,null,null,null,null,null,null,null,null,null,null,{"$error":"#VALUE!"}]
[null,null,null,null,null,null,null,null,null,null,null,null,null,null,null,null,null,null,null,null,null,null,null,null,null,null,null,null,null,{"$error":"#VALUE!"}]
[null,null,null,null,null,null,null,null,null,null,null,null,null,null,null,null,null,null,null,null,null,null,null,null,null,null,null,null,null,{"$error":"#VALUE!"}]
[null,null,null,null,null,null,null,null,null,null,null,null,null,null,null,null,null,null,null,null,null,null,null,null,null,null,null,null,null,{"$error":"#VALUE!"}]
[null,null,null,null,null,null,null,null,null,null,null,null,null,null,null,null,null,null,null,null,null,null,null,null,null,null,null,null,null,{"$error":"#VALUE!"}]
[null,null,null,null,null,null,null,null,null,null,null,null,null,null,null,null,null,null,null,null,null,null,null,null,null,null,null,null,null,{"$error":"#VALUE!"}]
[null,null,null,null,null,null,null,null,null,null,null,null,null,null,null,null,null,null,null,null,null,null,null,null,null,null,null,null,null,{"$error":"#VALUE!"}]
[null,null,null,null,null,null,null,null,null,null,null,null,null,null,null,null,null,null,null,null,null,null,null,null,null,null,null,null,null,{"$error":"#VALUE!"}]
[null,null,null,null,null,null,null,null,null,null,null,null,null,null,null,null,null,null,null,null,null,null,null,null,null,null,null,null,null,{"$error":"#VALUE!"}]
[null,null,null,null,null,null,null,null,null,null,null,null,null,null,null,null,null,null,null,null,null,null,null,null,null,null,null,null,null,{"$error":"#VALUE!"}]
[null,null,null,null,null,null,null,null,null,null,null,null,null,null,null,null,null,null,null,null,null,null,null,null,null,null,null,null,null,{"$error":"#VALUE!"}]
[null,null,null,null,null,null,null,null,null,null,null,null,null,null,null,null,null,null,null,null,null,null,null,null,null,null,null,null,null,{"$error":"#VALUE!"}]
[null,null,null,null,null,null,null,null,null,null,null,null,null,null,null,null,null,null,null,null,null,null,null,null,null,null,null,null,null,{"$error":"#VALUE!"}]
[null,null,null,null,null,null,null,null,null,null,null,null,null,null,null,null,null,null,null,null,null,null,null,null,null,null,null,null,null,{"$error":"#VALUE!"}]
[null,null,null,null,null,null,null,null,null,null,null,null,null,null,null,null,null,null,null,null,null,null,null,null,null,null,null,null,null,{"$error":"#VALUE!"}]
[null,null,null,null,null,null,null,null,null,null,null,null,null,null,null,null,null,null,null,null,null,null,null,null,null,null,null,null,null,{"$error":"#VALUE!"}]
[null,null,null,null,null,null,null,null,null,null,null,null,null,null,null,null,null,null,null,null,null,null,null,null,null,null,null,null,null,{"$error":"#VALUE!"}]
[null,null,null,null,null,null,null,null,null,null,null,null,null,null,null,null,null,null,null,null,null,null,null,null,null,null,null,null,null,{"$error":"#VALUE!"}]
[null,null,null,null,null,null,null,null,null,null,null,null,null,null,null,null,null,null,null,null,null,null,null,null,null,null,null,null,null,{"$error":"#VALUE!"}]
[null,null,null,null,null,null,null,null,null,null,null,null,null,null,null,null,null,null,null,null,null,null,null,null,null,null,null,null,null,{"$error":"#VALUE!"}]
[null,null,null,null,null,null,null,null,null,null,null,null,null,null,null,null,null,null,null,null,null,null,null,null,null,null,null,null,null,{"$error":"#VALUE!"}]
[null,null,null,null,null,null,null,null,null,null,null,null,null,null,null,null,null,null,null,null,null,null,null,null,null,null,null,null,null,{"$error":"#VALUE!"}]
[null,null,null,null,null,null,null,null,null,null,null,null,null,null,null,null,null,null,null,null,null,null,null,null,null,null,null,null,null,{"$error":"#VALUE!"}]
[null,null,null,null,null,null,null,null,null,null,null,null,null,null,null,null,null,null,null,null,null,null,null,null,null,null,null,null,null,{"$error":"#VALUE!"}]
[null,null,null,null,null,null,null,null,null,null,null,null,null,null,null,null,null,null,null,null,null,null,null,null,null,null,null,null,null,{"$error":"#VALUE!"}]
[null,null,null,null,null,null,null,null,null,null,null,null,null,null,null,null,null,null,null,null,null,null,null,null,null,null,null,null,null,{"$error":"#VALUE!"}]
[null,null,null,null,null,null,null,null,null,null,null,null,null,null,null,null,null,null,null,null,null,null,null,null,null,null,null,null,null,{"$error":"#VALUE!"}]
[null,null,null,null,null,null,null,null,null,null,null,null,null,null,null,null,null,null,null,null,null,null,null,null,null,null,null,null,null,{"$error":"#VALUE!"}]
[null,null,null,null,null,null,null,null,null,null,null,null,null,null,null,null,null,null,null,null,null,null,null,null,null,null,null,null,null,{"$error":"#VALUE!"}]
[null,null,null,null,null,null,null,null,null,null,null,null,null,null,null,null,null,null,null,null,null,null,null,null,null,null,null,null,null,{"$error":"#VALUE!"}]
[null,null,null,null,null,null,null,null,null,null,null,null,null,null,null,null,null,null,null,null,null,null,null,null,null,null,null,null,null,{"$error":"#VALUE!"}]
[null,null,null,null,null,null,null,null,null,null,null,null,null,null,null,null,null,null,null,null,null,null,null,null,null,null,null,null,null,{"$error":"#VALUE!"}]
[null,null,null,null,null,null,null,null,null,null,null,null,null,null,null,null,null,null,null,null,null,null,null,null,null,null,null,null,null,{"$error":"#VALUE!"}]
[null,null,null,null,null,null,null,null,null,null,null,null,null,null,null,null,null,null,null,null,null,null,null,null,null,null,null,null,null,{"$error":"#VALUE!"}]
[null,null,null,null,null,null,null,null,null,null,null,null,null,null,null,null,null,null,null,null,null,null,null,null,null,null,null,null,null,{"$error":"#VALUE!"}]
[null,null,null,null,null,null,null,null,null,null,null,null,null,null,null,null,null,null,null,null,null,null,null,null,null,null,null,null,null,{"$error":"#VALUE!"}]
[null,null,null,null,null,null,null,null,null,null,null,null,null,null,null,null,null,null,null,null,null,null,null,null,null,null,null,null,null,{"$error":"#VALUE!"}]
[null,null,null,null,null,null,null,null,null,null,null,null,null,null,null,null,null,null,null,null,null,null,null,null,null,null,null,null,null,{"$error":"#VALUE!"}]
[null,null,null,null,null,null,null,null,null,null,null,null,null,null,null,null,null,null,null,null,null,null,null,null,null,null,null,null,null,{"$error":"#VALUE!"}]
[null,null,null,null,null,null,null,null,null,null,null,null,null,null,null,null,null,null,null,null,null,null,null,null,null,null,null,null,null,{"$error":"#VALUE!"}]
[null,null,null,null,null,null,null,null,null,null,null,null,null,null,null,null,null,null,null,null,null,null,null,null,null,null,null,null,null,{"$error":"#VALUE!"}]
[null,null,null,null,null,null,null,null,null,null,null,null,null,null,null,null,null,null,null,null,null,null,null,null,null,null,null,null,null,{"$error":"#VALUE!"}]
[null,null,null,null,null,null,null,null,null,null,null,null,null,null,null,null,null,null,null,null,null,null,null,null,null,null,null,null,null,{"$error":"#VALUE!"}]
[null,null,null,null,null,null,null,null,null,null,null,null,null,null,null,null,null,null,null,null,null,null,null,null,null,null,null,null,null,{"$error":"#VALUE!"}]
[null,null,null,null,null,null,null,null,null,null,null,null,null,null,null,null,null,null,null,null,null,null,null,null,null,null,null,null,null,{"$error":"#VALUE!"}]
[null,null,null,null,null,null,null,null,null,null,null,null,null,null,null,null,null,null,null,null,null,null,null,null,null,null,null,null,null,{"$error":"#VALUE!"}]
[null,null,null,null,null,null,null,null,null,null,null,null,null,null,null,null,null,null,null,null,null,null,null,null,null,null,null,null,null,{"$error":"#VALUE!"}]
[null,null,null,null,null,null,null,null,null,null,null,null,null,null,null,null,null,null,null,null,null,null,null,null,null,null,null,null,null,{"$error":"#VALUE!"}]
[null,null,null,null,null,null,null,null,null,null,null,null,null,null,null,null,null,null,null,null,null,null,null,null,null,null,null,null,null,{"$error":"#VALUE!"}]
[null,null,null,null,null,null,null,null,null,null,null,null,null,null,null,null,null,null,null,null,null,null,null,null,null,null,null,null,null,{"$error":"#VALUE!"}]
[null,null,null,null,null,null,null,null,null,null,null,null,null,null,null,null,null,null,null,null,null,null,null,null,null,null,null,null,null,{"$error":"#VALUE!"}]
[null,null,null,null,null,null,null,null,null,null,null,null,null,null,null,null,null,null,null,null,null,null,null,null,null,null,null,null,null,{"$error":"#VALUE!"}]
[null,null,null,null,null,null,null,null,null,null,null,null,null,null,null,null,null,null,null,null,null,null,null,null,null,null,null,null,null,{"$error":"#VALUE!"}]
[null,null,null,null,null,null,null,null,null,null,null,null,null,null,null,null,null,null,null,null,null,null,null,null,null,null,null,null,null,{"$error":"#VALUE!"}]
[null,null,null,null,null,null,null,null,null,null,null,null,null,null,null,null,null,null,null,null,null,null,null,null,null,null,null,null,null,{"$error":"#VALUE!"}]
[null,null,null,null,null,null,null,null,null,null,null,null,null,null,null,null,null,null,null,null,null,null,null,null,null,null,null,null,null,{"$error":"#VALUE!"}]
[null,null,null,null,null,null,null,null,null,null,null,null,null,null,null,null,null,null,null,null,null,null,null,null,null,null,null,null,null,{"$error":"#VALUE!"}]
[null,null,null,null,null,null,null,null,null,null,null,null,null,null,null,null,null,null,null,null,null,null,null,null,null,null,null,null,null,{"$error":"#VALUE!"}]
[null,null,null,null,null,null,null,null,null,null,null,null,null,null,null,null,null,null,null,null,null,null,null,null,null,null,null,null,null,{"$error":"#VALUE!"}]
[null,null,null,null,null,null,null,null,null,null,null,null,null,null,null,null,null,null,null,null,null,null,null,null,null,null,null,null,null,{"$error":"#VALUE!"}]
[null,null,null,null,null,null,null,null,null,null,null,null,null,null,null,null,null,null,null,null,null,null,null,null,null,null,null,null,null,{"$error":"#VALUE!"}]
[null,null,null,null,null,null,null,null,null,null,null,null,null,null,null,null,null,null,null,null,null,null,null,null,null,null,null,null,null,{"$error":"#VALUE!"}]
[null,null,null,null,null,null,null,null,null,null,null,null,null,null,null,null,null,null,null,null,null,null,null,null,null,null,null,null,null,{"$error":"#VALUE!"}]
[null,null,null,null,null,null,null,null,null,null,null,null,null,null,null,null,null,null,null,null,null,null,null,null,null,null,null,null,null,{"$f":"IF((CODE(RIGHT(B380,1))>96),CONCATENATE(REPT(\"0\",6-LEN(B380)),B380),CONCATENATE(REPT(\"0\",5-LEN(B380)),B380))","v":{"$error":"#VALUE!"}}]
[null,null,null,null,null,null,null,null,null,null,null,null,null,null,null,null,null,null,null,null,null,null,null,null,null,null,null,null,null,{"$error":"#VALUE!"}]
[null,null,null,null,null,null,null,null,null,null,null,null,null,null,null,null,null,null,null,null,null,null,null,null,null,null,null,null,null,{"$error":"#VALUE!"}]
[null,null,null,null,null,null,null,null,null,null,null,null,null,null,null,null,null,null,null,null,null,null,null,null,null,null,null,null,null,{"$error":"#VALUE!"}]
[null,null,null,null,null,null,null,null,null,null,null,null,null,null,null,null,null,null,null,null,null,null,null,null,null,null,null,null,null,{"$error":"#VALUE!"}]
[null,null,null,null,null,null,null,null,null,null,null,null,null,null,null,null,null,null,null,null,null,null,null,null,null,null,null,null,null,{"$error":"#VALUE!"}]
[null,null,null,null,null,null,null,null,null,null,null,null,null,null,null,null,null,null,null,null,null,null,null,null,null,null,null,null,null,{"$error":"#VALUE!"}]
[null,null,null,null,null,null,null,null,null,null,null,null,null,null,null,null,null,null,null,null,null,null,null,null,null,null,null,null,null,{"$error":"#VALUE!"}]
[null,null,null,null,null,null,null,null,null,null,null,null,null,null,null,null,null,null,null,null,null,null,null,null,null,null,null,null,null,{"$error":"#VALUE!"}]
[null,null,null,null,null,null,null,null,null,null,null,null,null,null,null,null,null,null,null,null,null,null,null,null,null,null,null,null,null,{"$error":"#VALUE!"}]
[null,null,null,null,null,null,null,null,null,null,null,null,null,null,null,null,null,null,null,null,null,null,null,null,null,null,null,null,null,{"$error":"#VALUE!"}]
[null,null,null,null,null,null,null,null,null,null,null,null,null,null,null,null,null,null,null,null,null,null,null,null,null,null,null,null,null,{"$error":"#VALUE!"}]
[null,null,null,null,null,null,null,null,null,null,null,null,null,null,null,null,null,null,null,null,null,null,null,null,null,null,null,null,null,{"$error":"#VALUE!"}]
[null,null,null,null,null,null,null,null,null,null,null,null,null,null,null,null,null,null,null,null,null,null,null,null,null,null,null,null,null,{"$error":"#VALUE!"}]
[null,null,null,null,null,null,null,null,null,null,null,null,null,null,null,null,null,null,null,null,null,null,null,null,null,null,null,null,null,{"$error":"#VALUE!"}]
[null,null,null,null,null,null,null,null,null,null,null,null,null,null,null,null,null,null,null,null,null,null,null,null,null,null,null,null,null,{"$error":"#VALUE!"}]
[null,null,null,null,null,null,null,null,null,null,null,null,null,null,null,null,null,null,null,null,null,null,null,null,null,null,null,null,null,{"$error":"#VALUE!"}]
[null,null,null,null,null,null,null,null,null,null,null,null,null,null,null,null,null,null,null,null,null,null,null,null,null,null,null,null,null,{"$error":"#VALUE!"}]
[null,null,null,null,null,null,null,null,null,null,null,null,null,null,null,null,null,null,null,null,null,null,null,null,null,null,null,null,null,{"$error":"#VALUE!"}]
[null,null,null,null,null,null,null,null,null,null,null,null,null,null,null,null,null,null,null,null,null,null,null,null,null,null,null,null,null,{"$error":"#VALUE!"}]
[null,null,null,null,null,null,null,null,null,null,null,null,null,null,null,null,null,null,null,null,null,null,null,null,null,null,null,null,null,{"$error":"#VALUE!"}]
[null,null,null,null,null,null,null,null,null,null,null,null,null,null,null,null,null,null,null,null,null,null,null,null,null,null,null,null,null,{"$error":"#VALUE!"}]
[null,null,null,null,null,null,null,null,null,null,null,null,null,null,null,null,null,null,null,null,null,null,null,null,null,null,null,null,null,{"$error":"#VALUE!"}]
[null,null,null,null,null,null,null,null,null,null,null,null,null,null,null,null,null,null,null,null,null,null,null,null,null,null,null,null,null,{"$error":"#VALUE!"}]
[null,null,null,null,null,null,null,null,null,null,null,null,null,null,null,null,null,null,null,null,null,null,null,null,null,null,null,null,null,{"$error":"#VALUE!"}]
[null,null,null,null,null,null,null,null,null,null,null,null,null,null,null,null,null,null,null,null,null,null,null,null,null,null,null,null,null,{"$error":"#VALUE!"}]
[null,null,null,null,null,null,null,null,null,null,null,null,null,null,null,null,null,null,null,null,null,null,null,null,null,null,null,null,null,{"$error":"#VALUE!"}]
[null,null,null,null,null,null,null,null,null,null,null,null,null,null,null,null,null,null,null,null,null,null,null,null,null,null,null,null,null,{"$error":"#VALUE!"}]
[null,null,null,null,null,null,null,null,null,null,null,null,null,null,null,null,null,null,null,null,null,null,null,null,null,null,null,null,null,{"$error":"#VALUE!"}]
[null,null,null,null,null,null,null,null,null,null,null,null,null,null,null,null,null,null,null,null,null,null,null,null,null,null,null,null,null,{"$error":"#VALUE!"}]
[null,null,null,null,null,null,null,null,null,null,null,null,null,null,null,null,null,null,null,null,null,null,null,null,null,null,null,null,null,{"$error":"#VALUE!"}]
[null,null,null,null,null,null,null,null,null,null,null,null,null,null,null,null,null,null,null,null,null,null,null,null,null,null,null,null,null,{"$error":"#VALUE!"}]
[null,null,null,null,null,null,null,null,null,null,null,null,null,null,null,null,null,null,null,null,null,null,null,null,null,null,null,null,null,{"$error":"#VALUE!"}]
[null,null,null,null,null,null,null,null,null,null,null,null,null,null,null,null,null,null,null,null,null,null,null,null,null,null,null,null,null,{"$error":"#VALUE!"}]
[null,null,null,null,null,null,null,null,null,null,null,null,null,null,null,null,null,null,null,null,null,null,null,null,null,null,null,null,null,{"$error":"#VALUE!"}]
[null,null,null,null,null,null,null,null,null,null,null,null,null,null,null,null,null,null,null,null,null,null,null,null,null,null,null,null,null,{"$error":"#VALUE!"}]
[null,null,null,null,null,null,null,null,null,null,null,null,null,null,null,null,null,null,null,null,null,null,null,null,null,null,null,null,null,{"$error":"#VALUE!"}]
[null,null,null,null,null,null,null,null,null,null,null,null,null,null,null,null,null,null,null,null,null,null,null,null,null,null,null,null,null,{"$error":"#VALUE!"}]
[null,null,null,null,null,null,null,null,null,null,null,null,null,null,null,null,null,null,null,null,null,null,null,null,null,null,null,null,null,{"$error":"#VALUE!"}]
[null,null,null,null,null,null,null,null,null,null,null,null,null,null,null,null,null,null,null,null,null,null,null,null,null,null,null,null,null,{"$error":"#VALUE!"}]
[null,null,null,null,null,null,null,null,null,null,null,null,null,null,null,null,null,null,null,null,null,null,null,null,null,null,null,null,null,{"$error":"#VALUE!"}]
[null,null,null,null,null,null,null,null,null,null,null,null,null,null,null,null,null,null,null,null,null,null,null,null,null,null,null,null,null,{"$error":"#VALUE!"}]

{"sheet":"Sheet2","index":7,"n_rows":0,"n_cols":0,"rows_kept":0,"cut":false,"hidden":false,"merged":[]}